## POCETNE KATEGORIJE
| CENOVNIK Q2 ZA MALOPRODAJE I SYSTEM INTEGRATORE www.fox.rs Maksima Gorkog 56/L4, 11000 Beograd info@fox.rs ' 011/7856-201 |  |  |  |  | podrska@fox.rs
KATEGORIJA |  | LOGO KOMPANIJE | LINK ZA PORUČIVANJE | EMAIL | POŠALJI WEB UPIT | PROJEKTNA CENA
FBs i B1z PLC KONTROLERI |  | STEP UPRAVLJANJE |  | INDUSTRIJSKA SENZORIKA |  | FATEK M SERIJA
RADIO KOMANDE |  | KONTAKTORI |  | REGULATORI SNAGE
DIGITALNI TAJMERI I BROJAČI |  | KONTROLA PRITISKA |  | SOLID STATE RELEJI SSR
MERNA TEHNIKA ROTACIONI ENKODERI |  | MEAN WELL NAPAJANJA |  | SVETLOSNI TORNJEVI
HMI PANELI |  | MERNE ĆELIJE I MERNI SKLOPOVI |  | TERMOREGULATORI I PROCESNI REGULATORI
HMI PROSIRENJA I MODULI |  | MERNE VAGE I INDIKATORI TEZINE |  | SERVO DRIVE SC3
IoT |  | MOTORNI ZASTITNI PREKIDAČI |  | SERVO DRIVE SD3
KINCO HMI PANELI |  | SCADA SISTEMI |  | FINDER RELEJNA TEHNIKA

## FATEK M SERIJA
FATEK M SERIJA PLC WWW.FOX.RS INFO@FOX.RS Maksima Gorkog 56/L4, 11000 Beograd Tel: 011/2415-393
NAZAD NA POČETNI EKRAN
◇: R — relay output (not all models have R-Type); T — transistor SINK (NPN) output; J — transistor SOURCE (PNP) output;
NAZIV ARTIKLA | KATEGORIJA | SPECIFIKACIJA | BREND | Cena u EU | Cena u RSD | Iznos PDV (RSD) | Cena sa PDV-om (RSD) | Stanje u magacinu
MA1N1-1616◇ | CPU M SERIJA | Basic Positioning | FATEK | 308 | 36960 | 7392 | 44352 | ✅ Lager
MA1N2-1616◇ | CPU M SERIJA | Basic Positioning | FATEK | 325 | 39000 | 7800 | 46800 | ✅ Lager
MA1N3-1616◇ | CPU M SERIJA | Basic Positioning | FATEK | 395 | 47400 | 9480 | 56880 | ✅ Lager
MA1I4-1616◇ | CPU M SERIJA | Basic Positioning | FATEK | 452 | 54240 | 10848 | 65088 | ✅ Lager
MA1M3-1616◇ | CPU M SERIJA | Basic Positioning | FATEK | 505 | 60600 | 12120 | 72720 | ✅ Lager
MA2M3-1616◇ | CPU M SERIJA | Basic Positioning | FATEK | 619 | 74280 | 14856 | 89136 | ✅ Lager
MA3M3-1616◇ | CPU M SERIJA | Basic Positioning | FATEK | 813 | 97560 | 19512 | 117072 | ✅ Lager
MS1C1-1616◇ | CPU M SERIJA | General Motion | FATEK | 456 | 54720 | 10944 | 65664 | ✅ Lager
MS1C2-1616◇ | CPU M SERIJA | General Motion | FATEK | 505 | 60600 | 12120 | 72720 | ✅ Lager
MS2C3-1616◇ | CPU M SERIJA | General Motion | FATEK | 659 | 79080 | 15816 | 94896 | ✅ Lager
MS2C4-1616◇ | CPU M SERIJA | General Motion | FATEK | 825 | 99000 | 19800 | 118800 | ✅ Lager
MS2C5-1616◇ | CPU M SERIJA | General Motion | FATEK | 948 | 113760 | 22752 | 136512 | ✅ Lager
MS3C6-1616◇ | CPU M SERIJA | General Motion | FATEK | 1233 | 147960 | 29592 | 177552 | ✅ Lager
ME1C1-1616◇ | CPU M SERIJA | Advanced Motion | FATEK | 650 | 78000 | 15600 | 93600 | ✅ Lager
ME2C3-1616◇ | CPU M SERIJA | Advanced Motion | FATEK | 916 | 109920 | 21984 | 131904 | ✅ Lager
ME2C4-1616◇ | CPU M SERIJA | Advanced Motion | FATEK | 1100 | 132000 | 26400 | 158400 | ✅ Lager
ME2C5-1616◇ | CPU M SERIJA | Advanced Motion | FATEK | 1264 | 151680 | 30336 | 182016 | ✅ Lager
ME3C6-1616◇ | CPU M SERIJA | Advanced Motion | FATEK | 1645 | 197400 | 39480 | 236880 | ✅ Lager
M16X | Digital I/O Modules FATEK M SERIJA | 16 points 24 VDC digital input，Push-in terminal blocks | FATEK | 80 | 9600 | 1920 | 11520 | ✅ Lager
M16YT | Digital I/O Modules FATEK M SERIJA | 16 points transistor SINK(NPN) output Push-in terminal blocks | FATEK | 108 | 12960 | 2592 | 15552 | ✅ Lager
M16YJ | Digital I/O Modules FATEK M SERIJA | 16 points transistor SOURCE(PNP) output Push-in terminal blocks | FATEK | 108 | 12960 | 2592 | 15552 | ✅ Lager
M16YR | Digital I/O Modules FATEK M SERIJA | 16 points relay output Push-in terminal blocks | FATEK | 108 | 12960 | 2592 | 15552 | ✅ Lager
M1616XYT | Digital I/O Modules FATEK M SERIJA | 16 points 24 VDC digital input，16 points transistor SINK(NPN) output，40 pins header connector | FATEK | 173 | 20760 | 4152 | 24912 | ✅ Lager
M1616XYJ | Digital I/O Modules FATEK M SERIJA | 16 points 24 VDC digital input，16 points transistor SOURCE(PNP) output，40 pins header connector | FATEK | 173 | 20760 | 4152 | 24912 | ✅ Lager
M04ADR | Analog I/O Modules FATEK M SERIJA | 4 channels，Voltage and current input，Resolution:1/160000 | FATEK | 673 | 80760 | 16152 | 96912 | ✅ Lager
M04AD | Analog I/O Modules FATEK M SERIJA | 4 channels，Voltage and current input，Resolution:1/16383 | FATEK | 154 | 18480 | 3696 | 22176 | ✅ Lager
M04DA | Analog I/O Modules FATEK M SERIJA | 4 channels，Voltage and current output，Resolution:1/16383 | FATEK | 243 | 29160 | 5832 | 34992 | ✅ Lager
M04DAR | Analog I/O Modules FATEK M SERIJA | 4-channel 18-bit analog input module (-10V~0V~+10V or -20mA~0mA~+20mA...etc.) | FATEK | 439 | 52680 | 10536 | 63216 | ✅ Lager
M0202AH | Analog I/O Modules FATEK M SERIJA | Analog input and output hybrid modules: 2-channel 14-bit analog input module (-10V~0V~+10V or 0mA~+20mA... etc.) 2-channel 14-bit analog output module (-10V~0V~+10V or 0mA~+20mA... etc.) | FATEK | 236 | 28320 | 5664 | 33984 | ✅ Lager
M04TCR | Temperature Expansion Module FATEK M SERIJA | 4 channels，Thermocouple temperature input (K, J, T, E, R, B, N, S, mV)，Resolution: ±0.2%（25°C±5°C) | FATEK | 335 | 40200 | 8040 | 48240 | ✅ Lager
M04TC | Temperature Expansion Module FATEK M SERIJA | 4 channels，Thermocouple temperature input (K, J, T, E, R, B, N, S, mV)，Resolution: ±0.5%（25°C±5°C) | FATEK | 186 | 22320 | 4464 | 26784 | ✅ Lager
M0202TH | Temperature Expansion Module FATEK M SERIJA | 2-channel thermocouple temperature input module (K, J, T, E, R, B, N, S, mV), 0.1°C resolution 2-channel RTD temperature input module (Pt-100, Pt-1000, JPt-100, JPt-1000), 0.1℃ resolution | FATEK | 190 | 22800 | 4560 | 27360 | ✅ Lager
M02LCR | Load Cell Modules FATEK M SERIJA | 2 channel, load cell measurement module with 24-bit resolution，ConversIon precision ±0.01%（25° C±5° C)s | FATEK | 418 | 50160 | 10032 | 60192 | ✅ Lager
M02LC | Load Cell Modules FATEK M SERIJA | 2 channel, load cell measurement module with 24-bit resolution，Conversion precision ±0.5%（25° C±5° C) | FATEK | 253 | 30360 | 6072 | 36432 | ✅ Lager
MHCM25 | Comunication Modules FATEK M SERIJA | 1 port RS232＋1 port RS485 communication module | FATEK | 177 | 21240 | 4248 | 25488 | ✅ Lager
MHCM55 | Comunication Modules FATEK M SERIJA | 2 ports RS485 communication module. | FATEK | 177 | 21240 | 4248 | 25488 | ✅ Lager
MC0MN | Coupler Unit FATEK M SERIJA | Remote I/O Coupler (Modbus/ TCP) | FATEK | 215 | 25800 | 5160 | 30960 | ✅ Lager
MPA024-24 | Power Supply Modules FATEK M SERIJA | Input: 100~240VAC(50/60Hz)，output: 24VDC 1A(Shared CPU dedicated power supply and external Sensor power supply)，Max. Power Consumption 24W. | FATEK | 26 | 3120 | 624 | 3744 | ✅ Lager
MPA048-24 | Power Supply Modules FATEK M SERIJA | Input: 100~240VAC(50/60Hz)，output: 24VDC 2A(Shared CPU dedicated power supply and external Sensor power supply)，Max. Power Consumption 48W | FATEK | 46 | 5520 | 1104 | 6624 | ✅ Lager
MFT40T (not necessary) | Peripheral and Assessory FATEK M SERIJA | 40 pin External terminal module | FATEK | 22 | 2640 | 528 | 3168 | ✅ Lager
MFW40I-50 (With isolation) | Peripheral and Assessory FATEK M SERIJA | High-density I/O extension cable，40 pin Socket, 28AWG I/O cable，length 50cm | FATEK | 28 | 3360 | 672 | 4032 | ✅ Lager
MFW40N-150 | Peripheral and Assessory FATEK M SERIJA | Fatek M Series High density DI/DO connection cable | FATEK | 12 | 1440 | 288 | 1728 | ✅ Lager
MFW40NS-300 | Peripheral and Assessory FATEK M SERIJA | Fatek M Series High density DI/DO connection cable | FATEK | 36 | 4320 | 864 | 5184 | ✅ Lager
MFM06 (Industrial Grade) | Assessory FATEK M SERIJA | 8GB (6GB Datalog Storage Area)*1 | FATEK | 28 | 3360 | 672 | 4032 | ✅ Lager

## FINDER
FINDER RELEJNA OPREMA WWW.FOX.RS INFO@FOX.RS Maksima Gorkog 56/L4, 11000 Beograd Tel: 011/2415-393
NAZAD NA POČETNI EKRAN
NAZIV ARTIKLA | FABRIČKI KOD | BREND | Cena u EU | Cena u RSD | Iznos PDV (RSD) | Cena sa PDV-om (RSD) | Stanje u magacinu
Foto relej 2NO 16A 230VAC | 10.32.8.230.0000 | FINDER | 43.6 | 5232 | 1046.4 | 6278.4 | ✅ Lager
Foto relej 1NO 16A 230VAC | 10.41.8.230.0000 | FINDER | 35.6 | 4272 | 854.4 | 5126.4 | ✅ Lager
Foto relej 2NO 16A 230VAC | 10.42.8.230.0000 | FINDER | 44.6 | 5352 | 1070.4 | 6422.4 | ✅ Lager
Mini foto relej 1NO 12A 230VAC za spoljnu montazu | 10.51.8.230.0000 | FINDER | 31.8 | 3816 | 763.2 | 4579.2 | ✅ Lager
Mini foto relej 1NO 16A 230VAC montaža na uličnu rasvetu | 10.61.8.230.0000 | FINDER | 35.6 | 4272 | 854.4 | 5126.4 | ✅ Lager
Modularni foto relej 1NO 16A 12-24VAC/DC | 11.31.0.024.0000 | FINDER | 41.8 | 5016 | 1003.2 | 6019.2 | ✅ Lager
Modularni foto relej 1NO 16A 230VAC | 11.31.8.230.0000 | FINDER | 34.6 | 4152 | 830.4 | 4982.4 | ✅ Lager
Modularni foto relej 1CO 16A 230VAC | 11.41.8.230.0000 | FINDER | 56.9 | 6828 | 1365.6 | 8193.6 | ✅ Lager
Modularni foto relej 2CO 16A 230VAC | 11.42.8.230.0000 | FINDER | 68.9 | 8268 | 1653.6 | 9921.6 | ✅ Lager
Modularni foto relej 1CO 16A 230VAC | 11.91.8.230.0000 | FINDER | 85.3 | 10236 | 2047.2 | 12283.2 | ✅ Lager
Mini senzor fotoreleja 11.31. 11.41 11.42 11.91 | 11.02 | FINDER | 9 | 1080 | 216 | 1296 | ✅ Lager
Mini senzor fotoreleja IP66/67 | 11.03 | FINDER | 16.1 | 1932 | 386.4 | 2318.4 | ✅ Lager
Mehanički dnevni tajmer sa back-up memorijom 1NO 16A 230VAC | 12.11.8.230.0000 | FINDER | 52.8 | 6336 | 1267.2 | 7603.2 | ✅ Lager
Digitalni nedeljni tajmer 1CO 16A 230VAC | 12.21.8.230.0000 | FINDER | 79.3 | 9516 | 1903.2 | 11419.2 | ✅ Lager
Mehanički dnevni tajmer sa back-up memorijom 1CO 16A 230VAC | 12.31.8.230.0000 | FINDER | 49.5 | 5940 | 1188 | 7128 | ✅ Lager
Digitalni nedeljni tajmer NFC programiranje, 2CO 16A 230VAC | 12.62.8.230.0000 | FINDER | 82.1 | 9852 | 1970.4 | 11822.4 | ✅ Lager
Digitalni dnevni astro tajmer NFC programiranje 1CO 16A 230VAC | 12.81.8.230.0000 | FINDER | 67.3 | 8076 | 1615.2 | 9691.2 | ✅ Lager
Digitalni nedeljni astro tajmer NFC programiranje 1CO 16A 230VAC | 12.A1.8.230.0000 | FINDER | 77.8 | 9336 | 1867.2 | 11203.2 | ✅ Lager
Stepenišni automat multifunkcionalni 1NO 16A 230VAC | 14.01.8.230.0000 | FINDER | 31.9 | 3828 | 765.6 | 4593.6 | ✅ Lager
Stepenišni automat 1NO 16A 230VAC | 14.71.8.230.0000 | FINDER | 29.3 | 3516 | 703.2 | 4219.2 | ✅ Lager
Dimer master 110-230VAC | 15.10.8.230.0010 | FINDER | 44.7 | 5364 | 1072.8 | 6436.8 | ✅ Lager
Dimmer slave 230VAC | 15.11.8.230.0400 | FINDER | 55.4 | 6648 | 1329.6 | 7977.6 | ✅ Lager
Dimmer 230VAC montaža u zid ili na panel 400W | 15.51.8.230.0400 | FINDER | 29.4 | 3528 | 705.6 | 4233.6 | ✅ Lager
Linearni dimmer LED 100W | 15.91.8.230.0000 | FINDER | 29.4 | 3528 | 705.6 | 4233.6 | ✅ Lager
PIR detektor pokreta unutrašnji zidni 1NO 10A 230VAC | 18.01.8.230.0000 | FINDER | 31 | 3720 | 744 | 4464 | ✅ Lager
PIR detektor pokreta spoljašnji zidni 1NO 10A 230VAC | 18.11.8.230.0000 | FINDER | 36.7 | 4404 | 880.8 | 5284.8 | ✅ Lager
PIR detektor pokreta nadgradni 1NO 10A | 18.21.8.230.0000 | FINDER | 47.4 | 5688 | 1137.6 | 6825.6 | ✅ Lager
PIR detektor pokreta ugradni 1NO 10A 230VAC | 18.31.8.230.0000 | FINDER | 47.4 | 5688 | 1137.6 | 6825.6 | ✅ Lager
PIR detektor pokreta u koridoru 1NO 10A 230VAC | 18.41.8.230.0300 | FINDER | 89.3 | 10716 | 2143.2 | 12859.2 | ✅ Lager
PIR detektor prisustva i pokreta 1NO 10A 230VAC | 18.51.8.230.0300 | FINDER | 73.1 | 8772 | 1754.4 | 10526.4 | ✅ Lager
Step relej 1NO 230VAC | 20.21.8.230.0000 | FINDER | 14.6 | 1752 | 350.4 | 2102.4 | ✅ Lager
Step relej 1NO 24VDC | 20.21.9.024.0000 | FINDER | 14.6 | 1752 | 350.4 | 2102.4 | ✅ Lager
Step relej 2NO 230VAC | 20.22.8.230.0000 | FINDER | 17.3 | 2076 | 415.2 | 2491.2 | ✅ Lager
Step relej 1NO+1NC 24VAC | 20.23.8.024.0000 | FINDER | 17.3 | 2076 | 415.2 | 2491.2 | ✅ Lager
Step relej 1NO+1NC 230VAC | 20.23.8.230.0000 | FINDER | 17.3 | 2076 | 415.2 | 2491.2 | ✅ Lager
Step relej 1NO+1NC 12VDC | 20.23.9.012.0000 | FINDER | 17.3 | 2076 | 415.2 | 2491.2 | ✅ Lager
Step relej 1NO+1NC 24VDC | 20.23.9.024.0000 | FINDER | 17.3 | 2076 | 415.2 | 2491.2 | ✅ Lager
Modularni kontaktor 2NO 25A 24V AC/DC | 22.32.0.024.1320 | FINDER | 20.2 | 2424 | 484.8 | 2908.8 | ✅ Lager
Modularni kontaktor 2NO 25A 230V AC/DC | 22.32.0.230.1320 | FINDER | 20.2 | 2424 | 484.8 | 2908.8 | ✅ Lager
Modularni kontakotr 4NO 25A 24V AC/DC | 22.34.0.024.1320 | FINDER | 28.6 | 3432 | 686.4 | 4118.4 | ✅ Lager
Modularni kontaktor 4NO 25A 230V AC/DC | 22.34.0.230.1320 | FINDER | 28.6 | 3432 | 686.4 | 4118.4 | ✅ Lager
Subminijaturni DIL relej 2CO 2A 12VDC | 30.22.7.012.0010 | FINDER | 3.5 | 420 | 84 | 504 | ✅ Lager
Subminijaturni DIL relej 2CO 2A 24VDC | 30.22.7.024.0010 | FINDER | 3.5 | 420 | 84 | 504 | ✅ Lager
Slim relej 1CO 6A 5VDC | 34.51.7.005.0010 | FINDER | 4.7 | 564 | 112.8 | 676.8 | ✅ Lager
Slim relej 1CO 6A 12VDC | 34.51.7.012.0010 | FINDER | 3.4 | 408 | 81.6 | 489.6 | ✅ Lager
Slim relej 1CO 6A 24VDC | 34.51.7.024.0010 | FINDER | 3.1 | 372 | 74.4 | 446.4 | ✅ Lager
Slim relej 1CO 6A 60VDC | 34.51.7.060.0010 | FINDER | 5.4 | 648 | 129.6 | 777.6 | ✅ Lager
Slim SSR 1NO 2A 24VDC/24VDC | 34.81.7.024.9024 | FINDER | 12.7 | 1524 | 304.8 | 1828.8 | ✅ Lager
Slim SSR 1NO 2A 24VDC/240VAC | 34.81.7.024.8240 | FINDER | 13.4 | 1608 | 321.6 | 1929.6 | ✅ Lager
Minijaturni PCB relej 1CO 10A 12VDC | 36.11.9.012.4011 | FINDER | 1.6 | 192 | 38.4 | 230.4 | ✅ Lager
Minijaturni PCB relej 1CO 10A 24VDC | 36.11.9.024.4011 | FINDER | 1.6 | 192 | 38.4 | 230.4 | ✅ Lager
Podnožje releja 34.51 sa LED 24VAC/DC | 93.01.0.024 | FINDER | 6.5 | 780 | 156 | 936 | ✅ Lager
Podnožje releja 34.51 sa LED 125VAC/DC | 93.01.0.125 | FINDER | 6.7 | 804 | 160.8 | 964.8 | ✅ Lager
Podnožje releja 34.51 sa LED 240VAC/DC | 93.01.0.240 | FINDER | 6.7 | 804 | 160.8 | 964.8 | ✅ Lager
Podnožje releja 34.51 sa LED 24VDC | 93.01.7.024 | FINDER | 5.1 | 612 | 122.4 | 734.4 | ✅ Lager
20 pinski kratkospojnik za 93.01 | 093.20 | FINDER | 2.1 | 252 | 50.4 | 302.4 | ✅ Lager
Mini relej 1CO 10A 24VAC | 40.31.8.024.0000 | FINDER | 3.3 | 396 | 79.2 | 475.2 | ✅ Lager
Mini relej 1CO 10A 48VAC | 40.31.8.048.0000 | FINDER | 3.7 | 444 | 88.8 | 532.8 | ✅ Lager
Mini relej 1CO 10A 110VAC | 40.31.8.110.0000 | FINDER | 4.2 | 504 | 100.8 | 604.8 | ✅ Lager
Mini relej 1CO 10A 230VAC | 40.31.8.230.0000 | FINDER | 5.4 | 648 | 129.6 | 777.6 | ✅ Lager
Mini relej 1CO 10A 5VDC | 40.31.9.005.0000 | FINDER | 3.2 | 384 | 76.8 | 460.8 | ✅ Lager
Mini relej 1CO 10A 12VDC | 40.31.9.012.0000 | FINDER | 2.4 | 288 | 57.6 | 345.6 | ✅ Lager
Mini relej 1CO 10A 24VDC | 40.31.7.024.0000 | FINDER | 2.1 | 252 | 50.4 | 302.4 | ✅ Lager
Mini relej 1CO 10A 24VDC | 40.31.9.024.0000 | FINDER | 2.4 | 288 | 57.6 | 345.6 | ✅ Lager
Mini relej 1CO 10A 48VDC | 40.31.9.048.0000 | FINDER | 3.2 | 384 | 76.8 | 460.8 | ✅ Lager
Mini relej 1CO 10A 24VDC | 40.51.9.024.0000 | FINDER | 2.4 | 288 | 57.6 | 345.6 | ✅ Lager
Mini relej 2CO 8A 24VAC | 40.52.8.024.0000 | FINDER | 3.9 | 468 | 93.6 | 561.6 | ✅ Lager
Mini relej 2CO 8A 48VAC | 40.52.8.048.0000 | FINDER | 4.3 | 516 | 103.2 | 619.2 | ✅ Lager
Mini relej 2CO 8A 110VAC | 40.52.8.110.0000 | FINDER | 4.8 | 576 | 115.2 | 691.2 | ✅ Lager
Mini relej 2CO 8A 230VAC | 40.52.8.230.0000 | FINDER | 5.9 | 708 | 141.6 | 849.6 | ✅ Lager
Mini relej 2CO 8A 5VDC | 40.52.9.005.0000 | FINDER | 3.8 | 456 | 91.2 | 547.2 | ✅ Lager
Mini relej 2CO 8A 12VDC | 40.52.9.012.0000 | FINDER | 2.9 | 348 | 69.6 | 417.6 | ✅ Lager
Mini relej 2CO 8A 24VDC | 40.52.7.024.0000 | FINDER | 2.5 | 300 | 60 | 360 | ✅ Lager
Mini relej 2CO 8A 24VDC | 40.52.9.024.0000 | FINDER | 2.9 | 348 | 69.6 | 417.6 | ✅ Lager
Mini relej 2CO 8A 48VDC | 40.52.9.048.0000 | FINDER | 3.8 | 456 | 91.2 | 547.2 | ✅ Lager
Mini relej 1CO 16A 24VAC | 40.61.8.024.0000 | FINDER | 3.4 | 408 | 81.6 | 489.6 | ✅ Lager
Mini relej 1CO 16A 110VAC | 40.61.8.110.0000 | FINDER | 4.3 | 516 | 103.2 | 619.2 | ✅ Lager
Mini relej 1CO 16A 230VAC | 40.61.8.230.0000 | FINDER | 5.4 | 648 | 129.6 | 777.6 | ✅ Lager
Mini relej 1CO 16A 230VAC AgSnO2 | 40.61.8.230.4000 | FINDER | 5.9 | 708 | 141.6 | 849.6 | ✅ Lager
Mini relej 1CO 16A 12VDC | 40.61.7.012.0000 | FINDER | 2.5 | 300 | 60 | 360 | ✅ Lager
Mini relej 1CO 16A 12VDC | 40.61.9.012.0000 | FINDER | 2.5 | 300 | 60 | 360 | ✅ Lager
Mini relej 1CO 16A 24VDC | 40.61.7.024.0000 | FINDER | 2.4 | 288 | 57.6 | 345.6 | ✅ Lager
Mini relej 1CO 16A 24VDC | 40.61.9.024.0000 | FINDER | 2.5 | 300 | 60 | 360 | ✅ Lager
Mini relej 1CO 16A 48VDC | 40.61.9.048.0000 | FINDER | 3.3 | 396 | 79.2 | 475.2 | ✅ Lager
Mini relej 2CO 10A 24VDC | 40.62.7.024.0000 | FINDER | 3.5 | 420 | 84 | 504 | ✅ Lager
Mini relej 2CO 10A 230VAC | 40.62.8.230.0000 | FINDER | 7.1 | 852 | 170.4 | 1022.4 | ✅ Lager
Podnožje releja 40.31 sa plastičnim klipsom | 95.83.3SPA | FINDER | 4.5 | 540 | 108 | 648 | ✅ Lager
Podnožje releja 40.52, 40.61 sa plastičnim klipsom | 95.95.3SPA | FINDER | 4.9 | 588 | 117.6 | 705.6 | ✅ Lager
Podnožje releja 40.31 sa plastičnim klipsom | 95.03SPA | FINDER | 3 | 360 | 72 | 432 | ✅ Lager
Podnožje releja 40.52, 40.61 sa plastičnim klipsom | 95.05SPA | FINDER | 3.2 | 384 | 76.8 | 460.8 | ✅ Lager
Kratkospojnik 8 pinski za 95.83 | 095.08 | FINDER | 1.8 | 216 | 43.2 | 259.2 | ✅ Lager
Kratkospojnik 8 pinski za 95.XX | 095.18 | FINDER | 1.8 | 216 | 43.2 | 259.2 | ✅ Lager
LED + varistor modul za 6-24V AC/DC | 99.80.0.024.98 | FINDER | 4 | 480 | 96 | 576 | ✅ Lager
RC modul za 110-240V AC/DC | 99.80.0.230.09 | FINDER | 4.3 | 516 | 103.2 | 619.2 | ✅ Lager
LED + varistor modul za 110-240V AC/DC | 99.80.0.230.98 | FINDER | 4 | 480 | 96 | 576 | ✅ Lager
LED + inverzna dioda modul za 6-24V DC | 99.80.9.024.99 | FINDER | 3.4 | 408 | 81.6 | 489.6 | ✅ Lager
LED + varistor modul za 6-24V AC/DC | 99.02.0.024.98 | FINDER | 2.6 | 312 | 62.4 | 374.4 | ✅ Lager
RC modul za 110-240V AC/DC | 99.02.0.230.09 | FINDER | 2.7 | 324 | 64.8 | 388.8 | ✅ Lager
LED + varistor modul za 110-240V AC/DC | 99.02.0.230.98 | FINDER | 2.6 | 312 | 62.4 | 374.4 | ✅ Lager
LED + inverzna dioda modul za 6-24V DC | 99.02.9.024.99 | FINDER | 2 | 240 | 48 | 288 | ✅ Lager
Mini relej 2CO 8A 24VDC | 41.52.9.024.0010 | FINDER | 3.3 | 396 | 79.2 | 475.2 | ✅ Lager
Mini SSR 1NO 3A 24VDC/240VAC | 41.81.7.024.8240 | FINDER | 15.1 | 1812 | 362.4 | 2174.4 | ✅ Lager
Mini SSR 1NO 5A 24VDC/24VDC | 41.81.7.024.9024 | FINDER | 15.8 | 1896 | 379.2 | 2275.2 | ✅ Lager
Podnožje releja 41.52, 41.81 sa LED 24VDC | 93.02.7.024 | FINDER | 9.2 | 1104 | 220.8 | 1324.8 | ✅ Lager
Mini industrijski relej 2CO 8A 24VAC | 46.52.8.024.0040 | FINDER | 5.9 | 708 | 141.6 | 849.6 | ✅ Lager
Mini industrijski relej 2CO 8A 110VAC | 46.52.8.110.0040 | FINDER | 6.7 | 804 | 160.8 | 964.8 | ✅ Lager
Mini industrijski relej 2CO 8A 230VAC | 46.52.8.230.0040 | FINDER | 8.2 | 984 | 196.8 | 1180.8 | ✅ Lager
Mini industrijski relej 2CO 8A 12VDC | 46.52.9.012.0040 | FINDER | 4.8 | 576 | 115.2 | 691.2 | ✅ Lager
Mini industrijski relej 2CO 8A 24VDC | 46.52.9.024.0040 | FINDER | 4.8 | 576 | 115.2 | 691.2 | ✅ Lager
Mini industrijski relej 2CO 8A 48VDC | 46.52.9.048.0040 | FINDER | 5.6 | 672 | 134.4 | 806.4 | ✅ Lager
Mini industrijski relej 1CO 16A 24VAC | 46.61.8.024.0040 | FINDER | 5.2 | 624 | 124.8 | 748.8 | ✅ Lager
Mini industrijski relej 1CO 16A 110VAC | 46.61.8.110.0040 | FINDER | 6 | 720 | 144 | 864 | ✅ Lager
Mini industrijski relej 1CO 16A 230VAC | 46.61.8.230.0040 | FINDER | 7.3 | 876 | 175.2 | 1051.2 | ✅ Lager
Mini industrijski relej 1CO 16A 12VDC | 46.61.9.012.0040 | FINDER | 4.1 | 492 | 98.4 | 590.4 | ✅ Lager
Mini industrijski relej 1CO 16A 24VDC | 46.61.9.024.0040 | FINDER | 3.8 | 456 | 91.2 | 547.2 | ✅ Lager
Mini industrijski relej 1CO 16A 48VDC | 46.61.9.048.0040 | FINDER | 5 | 600 | 120 | 720 | ✅ Lager
Podnožje releja 46.52 sa plastičnim klipsom | 97.02SPA | FINDER | 3.5 | 420 | 84 | 504 | ✅ Lager
Podnožje releja 46.61 sa plastičnim klipsom | 97.01SPA | FINDER | 3.2 | 384 | 76.8 | 460.8 | ✅ Lager
Mini relej snage 2CO 10A 24VAC | 55.32.8.024.0040 | FINDER | 6.1 | 732 | 146.4 | 878.4 | ✅ Lager
Mini relej snage 2CO 10A 110VAC | 55.32.8.110.0040 | FINDER | 7.2 | 864 | 172.8 | 1036.8 | ✅ Lager
Mini relej snage 2CO 10A 230VAC | 55.32.8.230.0040 | FINDER | 6.7 | 804 | 160.8 | 964.8 | ✅ Lager
Mini relej snage 2CO 10A 12VDC | 55.32.9.012.0040 | FINDER | 6.1 | 732 | 146.4 | 878.4 | ✅ Lager
Mini relej snage 2CO 10A 24VDC | 55.32.9.024.0040 | FINDER | 6.1 | 732 | 146.4 | 878.4 | ✅ Lager
Mini relej snage 2CO 10A 48VDC | 55.32.9.048.0040 | FINDER | 7.2 | 864 | 172.8 | 1036.8 | ✅ Lager
Mini relej snage 3CO 10A 24VAC | 55.33.8.024.0050 | FINDER | 7.8 | 936 | 187.2 | 1123.2 | ✅ Lager
Mini relej snage 3CO 10A 110VAC | 55.33.8.110.0050 | FINDER | 8.9 | 1068 | 213.6 | 1281.6 | ✅ Lager
Mini relej snage 3CO 10A 230VAC | 55.33.8.230.0050 | FINDER | 8.5 | 1020 | 204 | 1224 | ✅ Lager
Mini relej snage 3CO 10A 24VDC | 55.33.9.024.0090 | FINDER | 7.8 | 936 | 187.2 | 1123.2 | ✅ Lager
Mini relej snage 3CO 10A 48VDC | 55.33.9.048.0090 | FINDER | 8.9 | 1068 | 213.6 | 1281.6 | ✅ Lager
Mini relej snage 4CO 7A 24VAC | 55.34.8.024.0040 | FINDER | 6.5 | 780 | 156 | 936 | ✅ Lager
Mini relej snage 4CO 7A 48VAC | 55.34.8.048.0040 | FINDER | 7.6 | 912 | 182.4 | 1094.4 | ✅ Lager
Mini relej snage 4CO 7A 60VAC | 55.34.8.060.0040 | FINDER | 7.6 | 912 | 182.4 | 1094.4 | ✅ Lager
Mini relej snage 4CO 7A 120VAC | 55.34.8.110.0040 | FINDER | 7.6 | 912 | 182.4 | 1094.4 | ✅ Lager
Mini relej snage 4CO 7A 230VAC | 55.34.8.230.0040 | FINDER | 7.2 | 864 | 172.8 | 1036.8 | ✅ Lager
Mini relej snage 4CO 7A 12VDC | 55.34.9.012.0040 | FINDER | 6.5 | 780 | 156 | 936 | ✅ Lager
Mini relej snage 4CO 7A 24VDC | 55.34.9.024.0040 | FINDER | 6.5 | 780 | 156 | 936 | ✅ Lager
Mini relej snage 4CO 7A 48VDC | 55.34.9.048.0040 | FINDER | 7.6 | 912 | 182.4 | 1094.4 | ✅ Lager
Mini relej snage 4CO 7A 60VDC | 55.34.9.060.0040 | FINDER | 7.6 | 912 | 182.4 | 1094.4 | ✅ Lager
Podnožje releja 55.33 sa plastičnim klipsom | 94.03SPA | FINDER | 4.2 | 504 | 100.8 | 604.8 | ✅ Lager
Podnožje releja 55.32, 55.34 sa plastičnim klipsom | 94.04SPA | FINDER | 4.1 | 492 | 98.4 | 590.4 | ✅ Lager
Podnožje releja 55.32, 55.34 sa plastičnim klipsom | 94.94.3SPA | FINDER | 6 | 720 | 144 | 864 | ✅ Lager
Kratkospojnik 6 pinski za 94.XX | 094.06 | FINDER | 1.7 | 204 | 40.8 | 244.8 | ✅ Lager
Mini relej snage 2CO 12A 24VDC | 56.32.9.024.0040 | FINDER | 7.7 | 924 | 184.8 | 1108.8 | ✅ Lager
Podnožje releja 56.32 sa plastičnim klipsom | 96.02SPA | FINDER | 4.4 | 528 | 105.6 | 633.6 | ✅ Lager
Relej opšte namene 2CO 8A 230VAC | 60.12.8.230.0040 | FINDER | 9 | 1080 | 216 | 1296 | ✅ Lager
Relej opšte namene 2CO 8A 24VDC | 60.12.9.024.0040 | FINDER | 8.5 | 1020 | 204 | 1224 | ✅ Lager
Relej opšte namene 2CO 8A 48VDC | 60.12.9.048.0040 | FINDER | 9.4 | 1128 | 225.6 | 1353.6 | ✅ Lager
Relej opšte namene 3CO 8A 24VAC | 60.13.8.024.0040 | FINDER | 8.7 | 1044 | 208.8 | 1252.8 | ✅ Lager
Relej opšte namene 3CO 8A 48VAC | 60.13.8.048.0040 | FINDER | 9.6 | 1152 | 230.4 | 1382.4 | ✅ Lager
Relej opšte namene 3CO 8A 110VAC | 60.13.8.110.0040 | FINDER | 9.6 | 1152 | 230.4 | 1382.4 | ✅ Lager
Relej opšte namene 3CO 8A 230VAC | 60.13.8.230.0040 | FINDER | 9.3 | 1116 | 223.2 | 1339.2 | ✅ Lager
Relej opšte namene 3CO 8A 24VDC | 60.13.9.024.0040 | FINDER | 8.7 | 1044 | 208.8 | 1252.8 | ✅ Lager
Relej opšte namene 3CO 8A 48VDC | 60.13.9.048.0040 | FINDER | 9.6 | 1152 | 230.4 | 1382.4 | ✅ Lager
Podnožje releja 60.12 sa žičanim klipsom | 90.20SMA | FINDER | 3.5 | 420 | 84 | 504 | ✅ Lager
Podnožje releja 60.13 sa žičanim klipsom | 90.21SMA | FINDER | 3.9 | 468 | 93.6 | 561.6 | ✅ Lager
Relej snage 2NO 16A 230VAC | 62.82.8.230.0309 | FINDER | 9.3 | 1116 | 223.2 | 1339.2 | ✅ Lager
Relej snage 3NO 16A 230VAC | 62.83.8.230.0309 | FINDER | 9.4 | 1128 | 225.6 | 1353.6 | ✅ Lager
Relej snage 3NO 16A 24VDC | 62.83.9.024.0309 | FINDER | 9.1 | 1092 | 218.4 | 1310.4 | ✅ Lager
Adapter za 62.83 i 62.82 za DIN šinu | 062.08 | FINDER | 1 | 120 | 24 | 144 | ✅ Lager
Relej snage 1NO+1NC 20A 230VAC | 65.31.8.230.0009 | FINDER | 8.4 | 1008 | 201.6 | 1209.6 | ✅ Lager
Relej snage 1NO 30A 230VAC | 65.31.8.230.0309 | FINDER | 8.2 | 984 | 196.8 | 1180.8 | ✅ Lager
Relej snage 1NO+1NC 20A 24VDC | 65.31.9.024.0009 | FINDER | 7.8 | 936 | 187.2 | 1123.2 | ✅ Lager
Relej snage 1NO 30A 24VDC | 65.31.9.024.0309 | FINDER | 7.6 | 912 | 182.4 | 1094.4 | ✅ Lager
Adapter za 65.31 za DIN šinu | 065.08 | FINDER | 1 | 120 | 24 | 144 | ✅ Lager
Relej snage 2NO 30A 230VAC | 66.82.8.230.0300 | FINDER | 9.2 | 1104 | 220.8 | 1324.8 | ✅ Lager
Relej snage 2NO 30A 12VDC | 66.82.9.012.0300 | FINDER | 8.6 | 1032 | 206.4 | 1238.4 | ✅ Lager
Relej snage 2NO 30A 24VDC | 66.82.9.024.0300 | FINDER | 8.6 | 1032 | 206.4 | 1238.4 | ✅ Lager
Mini industrijski kontaktor 3NO+1NO 9A 4kW 230VAC | 6K.04.8.230.4809 | FINDER | 16.1 | 1932 | 386.4 | 2318.4 | ✅ Lager
Mini industrijski kontaktor 3NO+1NO 12A 5,5kW 230VAC | 6K.04.8.230.4812 | FINDER | 20.3 | 2436 | 487.2 | 2923.2 | ✅ Lager
Industrijski kontaktor 3NO+1NO 10A 4kW 230VAC | 6K.14.8.230.4810 | FINDER | 16.6 | 1992 | 398.4 | 2390.4 | ✅ Lager
Industrijski kontaktor 3NO+1NO 18A 7,5kW 230VAC | 6K.14.8.230.4818 | FINDER | 26.6 | 3192 | 638.4 | 3830.4 | ✅ Lager
Industrijski kontaktor 3NO 24A 11kW 230VAC | 6K.13.8.230.4324 | FINDER | 39.8 | 4776 | 955.2 | 5731.2 | ✅ Lager
Industrijski kontaktor 3NO 32A 15kW 230VAC | 6K.13.8.230.4332 | FINDER | 52.7 | 6324 | 1264.8 | 7588.8 | ✅ Lager
Industrijski kontaktor 3NO 50A 22kW 230VAC | 6K.13.8.230.4350 | FINDER | 85.4 | 10248 | 2049.6 | 12297.6 | ✅ Lager
Industrijski kontaktor 3NO 74A 37kW 230VAC | 6K.13.8.230.4374 | FINDER | 138.6 | 16632 | 3326.4 | 19958.4 | ✅ Lager
Pomoćni kontakt za tip 6K.04 1NO+1NC čeona montaža | 06K.03 | FINDER | 6.1 | 732 | 146.4 | 878.4 | ✅ Lager
Pomoćni kontakt za tip 6K.04 2NO+2NC čeona montaža | 06K.06 | FINDER | 10.6 | 1272 | 254.4 | 1526.4 | ✅ Lager
Pomoćni kontakt za tip 6K.13 i 6K.14 1NO čeona montaža | 06K.11 | FINDER | 3.1 | 372 | 74.4 | 446.4 | ✅ Lager
Pomoćni kontakt za tip 6K.13 i 6K.14 1NC čeona montaža | 06K.12 | FINDER | 3.1 | 372 | 74.4 | 446.4 | ✅ Lager
Relej za zaštitu od nestanka, asimetrije i pog. red. faza | 70.41.8.400.2030 | FINDER | 64.2 | 7704 | 1540.8 | 9244.8 | ✅ Lager
Relej za zaštitu od nestanka i pogrešnog redosleda faza | 70.61.8.400.0000 | FINDER | 37.1 | 4452 | 890.4 | 5342.4 | ✅ Lager
Konduktivni nivostat 240VAC, 5-150kOhm podesiva osetljivost | 72.01.8.240.0000 | FINDER | 40.5 | 4860 | 972 | 5832 | ✅ Lager
Konduktivni nivostat 240VAC, 5-450kOhm podesiva osetljivost | 72.01.8.240.0002 | FINDER | 40.5 | 4860 | 972 | 5832 | ✅ Lager
Konduktivni nivostat 240VAC, 150kOhm fiksna osetljivost | 72.11.8.240.0000 | FINDER | 38.9 | 4668 | 933.6 | 5601.6 | ✅ Lager
Konduktivni nivostat 24VDC, 5-150kOhm podesiva osetljivost | 72.01.9.024.0000 | FINDER | 40.5 | 4860 | 972 | 5832 | ✅ Lager
Elektroda nivostata sa kablom 6m | 072.01.06 | FINDER | 13.9 | 1668 | 333.6 | 2001.6 | ✅ Lager
Elektroda nivostata sa kablom 15m | 072.01.15 | FINDER | 17 | 2040 | 408 | 2448 | ✅ Lager
Podni senzor nivoa vode | 072.11 | FINDER | 12.5 | 1500 | 300 | 1800 | ✅ Lager
Elektroda nivostata fi4 500mm dužine | 072.50.0 | FINDER | 5.6 | 672 | 134.4 | 806.4 | ✅ Lager
Spojnica elektrode nivostata | 072.50.1 | FINDER | 3.3 | 396 | 79.2 | 475.2 | ✅ Lager
Vođica elektrode nivostata | 072.50.3 | FINDER | 1.3 | 156 | 31.2 | 187.2 | ✅ Lager
Nosač elektroda sa dvopolnim konektorom | 072.51 | FINDER | 24.1 | 2892 | 578.4 | 3470.4 | ✅ Lager
Nosač elektroda sa tropolnim konektorom | 072.53 | FINDER | 43.5 | 5220 | 1044 | 6264 | ✅ Lager
Relej za naizmenično uključenje (pumpi, kompresora...) | 72.42.0.230.0000 | FINDER | 44.5 | 5340 | 1068 | 6408 | ✅ Lager
Plutajući nivostat sa 5m kabla | 72.A1.1.000.0501 | FINDER | 29.2 | 3504 | 700.8 | 4204.8 | ✅ Lager
Plutajući nivostat za otpadne vode sa 5m kabla | 72.B1.1.000.0501 | FINDER | 75.2 | 9024 | 1804.8 | 10828.8 | ✅ Lager
Višefunkcionalni vremenski relej 1CO 16A 12-240V AC/DC | 80.01.0.240.0000 | FINDER | 41.9 | 5028 | 1005.6 | 6033.6 | ✅ Lager
Vremenski relej sa kašnjenjem uključenja 1CO 16A 24-240V AC/DC | 80.11.0.240.0000 | FINDER | 27.2 | 3264 | 652.8 | 3916.8 | ✅ Lager
Vremenski relej sa kašnjenjem isključenja 1CO 16A 24-240V AC/DC | 80.21.0.240.0000 | FINDER | 27.2 | 3264 | 652.8 | 3916.8 | ✅ Lager
Vremenski relej sa kašnjenjem isključenja 1CO 16A 24-240V AC/DC | 80.41.0.240.0000 | FINDER | 27.2 | 3264 | 652.8 | 3916.8 | ✅ Lager
Vremenski relej sa kašnjenjem isključenja 1CO 8A 24-240V AC/DC | 80.61.0.240.0000 | FINDER | 50.7 | 6084 | 1216.8 | 7300.8 | ✅ Lager
Vremenski relej zvezda-trougao 2NO 6A 12-240V AC/DC | 80.82.0.240.0000 | FINDER | 37.8 | 4536 | 907.2 | 5443.2 | ✅ Lager
Vremenski relej takter 1CO 16A 12-240V AC/DC | 80.91.0.240.0000 | FINDER | 44.6 | 5352 | 1070.4 | 6422.4 | ✅ Lager
Višefunkcionalni vremenski relej 1CO 8A 24-240VAC/24-48VDC | 83.01.0.240.0000 | FINDER | 42.8 | 5136 | 1027.2 | 6163.2 | ✅ Lager
Višefunkcionalni vremenski relej sa eksternim potenciometrom | 83.02.0.240.0000 | FINDER | 57 | 6840 | 1368 | 8208 | ✅ Lager
Vremenski relej sa kašnjenjem uključenja 1CO 8A 24-240VAC/24-48VDC | 83.11.0.240.0000 | FINDER | 30.1 | 3612 | 722.4 | 4334.4 | ✅ Lager
Vremenski relej sa kašnjenjem isključenja 1CO 8A 24-240VAC/24-48VDC | 83.41.0.240.0000 | FINDER | 30.1 | 3612 | 722.4 | 4334.4 | ✅ Lager
Višefunkcionalni vremenski relej sa eksternim potenciometrom | 83.52.0.240.0000 | FINDER | 57 | 6840 | 1368 | 8208 | ✅ Lager
Vremenski relej sa kašnjenjem isključenja 2CO 8A 24-240V AC/DC | 83.62.0.240.0000 | FINDER | 55.8 | 6696 | 1339.2 | 8035.2 | ✅ Lager
Vremenski relej zvezda-trougao 2NO 16A 24-240V AC/DC | 83.82.0.240.0000 | FINDER | 42.9 | 5148 | 1029.6 | 6177.6 | ✅ Lager
Vremenski relej takter 1CO 8A 24-240VAC/24-48VDC | 83.91.0.240.0000 | FINDER | 49.1 | 5892 | 1178.4 | 7070.4 | ✅ Lager
Multifunkcionalni SMART tajmer 2CO 16A 12-240V AC/DC | 84.02.0.230.0000 | FINDER | 84 | 10080 | 2016 | 12096 | ✅ Lager
Višefunk. vrem. relej za prednju ploču 2CO 8A 24-230V AC/DC, 11 pin | 88.02.0.230.0002 | FINDER | 64.6 | 7752 | 1550.4 | 9302.4 | ✅ Lager
Višefunk. vrem. relej za prednju ploču 2CO 8A 24-230V AC/DC, 8 pin | 88.12.0.230.0002 | FINDER | 64.6 | 7752 | 1550.4 | 9302.4 | ✅ Lager
Termostat ormana sa regulacijom, hlađenje 0...+60ºC | 7T.81.0.000.2303 | FINDER | 12.6 | 1512 | 302.4 | 1814.4 | ✅ Lager
Termostat ormana sa regulacijom, grejanje 0...+60ºC | 7T.81.0.000.2403 | FINDER | 12.6 | 1512 | 302.4 | 1814.4 | ✅ Lager
Termo higrostat podesivi vlaga 50 do 90%, temperatura +10 do +60 110-240V AC/DC | 7T.51.0.230.4360 | FINDER | 31.6 | 3792 | 758.4 | 4550.4 | ✅ Lager
Antikondenzacioni grejač, 25W, 120-240V AC/DC | 7H.51.0.230.0025 | FINDER | 40 | 4800 | 960 | 5760 | ✅ Lager
Antikondenzacioni grejač, 50W, 120-240V AC/DC | 7H.51.0.230.0050 | FINDER | 55.2 | 6624 | 1324.8 | 7948.8 | ✅ Lager
Antikondenzacioni grejač, 100W, 120-240V AC/DC | 7H.51.0.230.0100 | FINDER | 76 | 9120 | 1824 | 10944 | ✅ Lager
Antikondenzacioni grejač, 150W, 120-240V AC/DC | 7H.51.0.230.0150 | FINDER | 94.5 | 11340 | 2268 | 13608 | ✅ Lager
Antikondenzacioni grejač, 250W, 120-240V AC/DC | 7H.51.8.230.0250 | FINDER | 108.9 | 13068 | 2613.6 | 15681.6 | ✅ Lager
Antikondenzacioni grejač, 400W, 120-240 VAC | 7H.51.8.230.0400 | FINDER | 118.8 | 14256 | 2851.2 | 17107.2 | ✅ Lager

## SERVO DRIVE FATEK SD3
FATEK SERVO DRIVE UPRAVLJANJE SD3 SERIJA WWW.FOX.RS INFO@FOX.RS Maksima Gorkog 56/L4, 11000 Beograd Tel: 011/2415-393
NAZAD NA POČETNI EKRAN
NAZIV ARTIKLA | KATEGORIJA | NOMINALNI RADNI NAPON | NAČIN UPRAVLJANJA | SNAGA | BREND | Cena u EU | Cena u RSD | Iznos PDV (RSD) | Cena sa PDV-om (RSD) | Stanje u magacinu
SD3010CZ12 | Drajver | AC 200V – 240V | PULSNO - RS485 | 100W | FATEK | 280 | 33600 | 6720 | 40320 | ✅ Lager
M5B010CKNSC07 | Motor | - | - | 100W | FATEK | 160 | 19200 | 3840 | 23040 | ✅ Lager
M5B010CKBSC08 kočnica | Motor | - | - | 100W | FATEK | 294 | 35280 | 7056 | 42336 | ✅ Lager
SD3020C112 | Drajver | AC 200V – 240V | PULSNO - RS485 | 200W | FATEK | 270 | 32400 | 6480 | 38880 | ✅ Lager
M3B020CKNSC07 | Motor | - | - | - | FATEK | 192 | 23040 | 4608 | 27648 | ✅ Lager
SD3040C212 | Drajver | AC 200V – 240V | PULSNO - RS485 | 400W | FATEK | 270 | 32400 | 6480 | 38880 | ✅ Lager
M7B040CKNSC07 | Motor | - | - | - | FATEK | 192 | 23040 | 4608 | 27648 | ✅ Lager
M7B040CKBSC08 kočnica | Motor | - | - | - | FATEK | 316 | 37920 | 7584 | 45504 | ✅ Lager
SD3080C312 | Drajver | AC 200V – 240V | PULSNO - RS485 | 750W | FATEK | 324 | 38880 | 7776 | 46656 | ✅ Lager
M7B075CKNSC07 | Motor | - | - | - | FATEK | 228 | 27360 | 5472 | 32832 | ✅ Lager
M7B075CKBSC08 kočnica | Motor | - | - | - | FATEK | 364 | 43680 | 8736 | 52416 | ✅ Lager
SD3100C412 | Drajver | AC 200V – 240V | PULSNO - RS485 | 1KW | FATEK | 392 | 47040 | 9408 | 56448 | ✅ Lager
M5A100CKNSC07 | Motor | - | - | - | FATEK | 386 | 46320 | 9264 | 55584 | ✅ Lager
M5A100CKBSC08 kočnica | Motor | - | - | - | FATEK | 650 | 78000 | 15600 | 93600 | ✅ Lager
SD3CL50PSD | SD3 Pribor 50-pinski konektor | - | - | - | FATEK | 6 | 720 | 144 | 864 | ✅ Lager
XMM50-01 | SD3 Pribor Interfejs modul | - | - | - | FATEK | 40 | 4800 | 960 | 5760 | ✅ Lager
WHXF50/1.0 | SD3 Pribor Interfejs kabl sa konektorom | - | - | - | FATEK | 66 | 7920 | 1584 | 9504 | ✅ Lager
SD3075ELCSF03 3m | Enkoderski kabl | - | - | Kablovi za motore od 100 do 750W | FATEK | 12 | 1440 | 288 | 1728 | ✅ Lager
SD3075ELCSF05 5m | Enkoderski kabl | - | - | Kablovi za motore od 100 do 750W | FATEK | 20 | 2400 | 480 | 2880 | ✅ Lager
SD3075ELCSF10 10m | Enkoderski kabl | - | - | Kablovi za motore od 100 do 750W | FATEK | 34 | 4080 | 816 | 4896 | ✅ Lager
SD3075PLSF03 3m | Napojni kabl | - | - | Kablovi za motore od 100 do 750W | FATEK | 10 | 1200 | 240 | 1440 | ✅ Lager
SD3075PLSF05 5m | Napojni kabl | - | - | Kablovi za motore od 100 do 750W | FATEK | 18 | 2160 | 432 | 2592 | ✅ Lager
SD3075PLSF10 10m | Napojni kabl | - | - | Kablovi za motore od 100 do 750W | FATEK | 28 | 3360 | 672 | 4032 | ✅ Lager
SD3075BLSF03 3m | Kabl za kočnicu | - | - | Kablovi za motore od 100 do 750W | FATEK | 8 | 960 | 192 | 1152 | ✅ Lager
SD3075BLSF05 5m | Kabl za kočnicu | - | - | Kablovi za motore od 100 do 750W | FATEK | 10 | 1200 | 240 | 1440 | ✅ Lager
SD3075BLSF10 10m | Kabl za kočnicu | - | - | Kablovi za motore od 100 do 750W | FATEK | 14 | 1680 | 336 | 2016 | ✅ Lager
SD3200ELCAF03 3m | Enkoderski kabl | - | - | Kablovi za motor od 1kW | FATEK | 28 | 3360 | 672 | 4032 | ✅ Lager
SD3200ELCAF05 5m | Enkoderski kabl | - | - | Kablovi za motor od 1kW | FATEK | 36 | 4320 | 864 | 5184 | ✅ Lager
SD3200ELCAF10 10m | Enkoderski kabl | - | - | Kablovi za motor od 1kW | FATEK | 46 | 5520 | 1104 | 6624 | ✅ Lager
SD3100PLAF03 3m | Napojni kabl | - | - | Kablovi za motor od 1kW | FATEK | 28 | 3360 | 672 | 4032 | ✅ Lager
SD3100PLAF05 5m | Napojni kabl | - | - | Kablovi za motor od 1kW | FATEK | 40 | 4800 | 960 | 5760 | ✅ Lager
SD3100PLAF10 10m | Napojni kabl | - | - | Kablovi za motor od 1kW | FATEK | 52 | 6240 | 1248 | 7488 | ✅ Lager
SD3200BLAF03 3m | Kabl za kočnicu | - | - | Kablovi za motor od 1kW | FATEK | 32 | 3840 | 768 | 4608 | ✅ Lager
SD3200BLAF05 5m | Kabl za kočnicu | - | - | Kablovi za motor od 1kW | FATEK | 42 | 5040 | 1008 | 6048 | ✅ Lager
SD3200BLAF10 10m | Kabl za kočnicu | - | - | Kablovi za motor od 1kW | FATEK | 52 | 6240 | 1248 | 7488 | ✅ Lager

## SERVO DRIVE FATEK SC3
FATEK SERVO DRIVE UPRAVLJANJE SC3 SERIJA WWW.FOX.RS INFO@FOX.RS Maksima Gorkog 56/L4, 11000 Beograd Tel: 011/2415-393
NAZAD NA POČETNI EKRAN
NAZIV ARTIKLA | KATEGORIJA | NOMINALNI RADNI NAPON | NAČIN UPRAVLJANJA | SNAGA | BREND | Cena u EU | Cena u RSD | Iznos PDV (RSD) | Cena sa PDV-om (RSD) | Stanje u magacinu
SC303AAD00 | SERVO DRIVE SC3 | 22OVAC | EtherCAT | 100/200/400W | FATEK | 250 | 30000 | 6000 | 36000 | ✅ Lager
SC306AAF00 | SERVO DRIVE SC3 | 22OVAC | EtherCAT | 750W/1kW | FATEK | 305 | 36600 | 7320 | 43920 | ✅ Lager
SC308AAG00 | SERVO DRIVE SC3 | 22OVAC | EtherCAT | 1.5kW | FATEK | 389 | 46680 | 9336 | 56016 | ✅ Lager
SC310AAH00 | SERVO DRIVE SC3 | 22OVAC | EtherCAT | 2kW | FATEK | 437 | 52440 | 10488 | 62928 | ✅ Lager
SC303AAD10 | SERVO DRIVE SC3 | 22OVAC | PULSNO | 100/200/400W | FATEK | 223 | 26760 | 5352 | 32112 | ✅ Lager
SC306AAF10 | SERVO DRIVE SC3 | 22OVAC | PULSNO | 750W/1kW | FATEK | 277 | 33240 | 6648 | 39888 | ✅ Lager
SC308AAG10 | SERVO DRIVE SC3 | 22OVAC | PULSNO | 1.5kW | FATEK | 357 | 42840 | 8568 | 51408 | ✅ Lager
SC310AAH10 | SERVO DRIVE M3 | 22OVAC | PULSNO | 2kW | FATEK | 403 | 48360 | 9672 | 58032 | ✅ Lager
MA6-010M3060A04B2N | SERVO MOTOR | 220V - 17bit | - | 100W | FATEK | 168 | 20160 | 4032 | 24192 | ✅ Lager
MA6-010M3060B04B2N sa kočnicom | SERVO MOTOR | 220V - 17bit | - | 100W | FATEK | 269 | 32280 | 6456 | 38736 | ✅ Lager
MA6-020M3050A06B2N | SERVO MOTOR | 220V - 17bit | - | 200W | FATEK | 120 | 14400 | 2880 | 17280 | ✅ Lager
MA6-020M3050B06B2N sa kočnicom | SERVO MOTOR | 220V - 17bit | - | 200W | FATEK | 173 | 20760 | 4152 | 24912 | ✅ Lager
MA6-040M3050A06B2N | SERVO MOTOR | 220V - 17bit | - | 400W | FATEK | 122 | 14640 | 2928 | 17568 | ✅ Lager
MA6-040M3050B06B2N sa kočnicom | SERVO MOTOR | 220V - 17bit | - | 400W | FATEK | 175 | 21000 | 4200 | 25200 | ✅ Lager
MA6-075M3045A08B2N | SERVO MOTOR | 220V - 17bit | - | 750W | FATEK | 143 | 17160 | 3432 | 20592 | ✅ Lager
MA6-075M3045B08B2N sa kočnicom | SERVO MOTOR | 220V - 17bit | - | 750W | FATEK | 194 | 23280 | 4656 | 27936 | ✅ Lager
MA6-100M2030A13B2N | SERVO MOTOR | 220V - 17bit | - | 1kW | FATEK | 288 | 34560 | 6912 | 41472 | ✅ Lager
MA6-100M2030B13B2N sa kočnicom | SERVO MOTOR | 220V - 17bit | - | 1kW | FATEK | 396 | 47520 | 9504 | 57024 | ✅ Lager
MA6-150M2030A13B2N | SERVO MOTOR | 220V - 17bit | - | 1.5kW | FATEK | 324 | 38880 | 7776 | 46656 | ✅ Lager
MA6-150M2030B13B2N sa kočnicom | SERVO MOTOR | 220V - 17bit | - | 1.5kW | FATEK | 432 | 51840 | 10368 | 62208 | ✅ Lager
MA6-200M2030A13B2N | SERVO MOTOR | 220V - 17bit | - | 2kW | FATEK | 368 | 44160 | 8832 | 52992 | ✅ Lager
MA6-200M2030B13B2N sa kočnicom | SERVO MOTOR | 220V - 17bit | - | 2kW | FATEK | 476 | 57120 | 11424 | 68544 | ✅ Lager
SC303ADE00 | SERVO DRIVE SC3 | 380 VAC | EtherCAT | 400/750W | FATEK | 441 | 52920 | 10584 | 63504 | ✅ Lager
SC306ADH00 | SERVO DRIVE SC3 | 380 VAC | EtherCAT | 1/2KW | FATEK | 462 | 55440 | 11088 | 66528 | ✅ Lager
SC310ADI00 | SERVO DRIVE SC3 | 380 VAC | EtherCAT | 2.9KW | FATEK | 542 | 65040 | 13008 | 78048 | ✅ Lager
SC315ADK00 | SERVO DRIVE SC3 | 380 VAC | EtherCAT | 4/5.5KW | FATEK | 846 | 101520 | 20304 | 121824 | ✅ Lager
SC328ABL00 | SERVO DRIVE SC3 | 380 VAC | EtherCAT | 7.5KW | FATEK | 1620 | 194400 | 38880 | 233280 | ✅ Lager
SC303ADE10 | SERVO DRIVE SC3 | 380 VAC | PULSNO | 400/750W | FATEK | 422 | 50640 | 10128 | 60768 | ✅ Lager
SC306ADH10 | SERVO DRIVE SC3 | 380 VAC | PULSNO | 1/2kW | FATEK | 441 | 52920 | 10584 | 63504 | ✅ Lager
SC310ADI10 | SERVO DRIVE SC3 | 380 VAC | PULSNO | 2.9kW | FATEK | 521 | 62520 | 12504 | 75024 | ✅ Lager
SC315ADK10 | SERVO DRIVE SC3 | 380 VAC | PULSNO | 4/5.5kW | FATEK | 800 | 96000 | 19200 | 115200 | ✅ Lager
SC328ABL10 | SERVO DRIVE SC3 | 380 VAC | PULSNO | 7.5kW | FATEK | 1478 | 177360 | 35472 | 212832 | ✅ Lager
MA6-040M3060A06B4N | SERVO MOTOR | 380 V - 17 Bit | - | 400W | FATEK | 120 | 14400 | 2880 | 17280 | ✅ Lager
MA6-040M3060B06B4N sa kočnicom | SERVO MOTOR | 380 V - 17 Bit | - | 400W | FATEK | 173 | 20760 | 4152 | 24912 | ✅ Lager
MA6-075M3045A08B4N | SERVO MOTOR | 380 V - 17 Bit | - | 750W | FATEK | 138 | 16560 | 3312 | 19872 | ✅ Lager
MA6-075M3045B08B4N sa kočnicom | SERVO MOTOR | 380 V - 17 Bit | - | 750W | FATEK | 191 | 22920 | 4584 | 27504 | ✅ Lager
MA6-100M1530A13B4N | SERVO MOTOR | 380 V - 17 Bit | - | 1kW | FATEK | 299 | 35880 | 7176 | 43056 | ✅ Lager
MA6-100M1530B13B4N sa kočnicom | SERVO MOTOR | 380 V - 17 Bit | - | 1kW | FATEK | 407 | 48840 | 9768 | 58608 | ✅ Lager
MA6-200M2030A13B4N | SERVO MOTOR | 380 V - 17 Bit | - | 2kW | FATEK | 352 | 42240 | 8448 | 50688 | ✅ Lager
MA6-200M2030B13B4N sa kočnicom | SERVO MOTOR | 380 V - 17 Bit | - | 2kW | FATEK | 460 | 55200 | 11040 | 66240 | ✅ Lager
MA6-290D1520A18B4N | SERVO MOTOR | 380VAC 23-bitni | - | 2.9kW | FATEK | 702 | 84240 | 16848 | 101088 | ✅ Lager
MA6-290D1520B18B4N sa kočnicom | SERVO MOTOR | 380VAC 23-bitni | - | 2.9kW | FATEK | 918 | 110160 | 22032 | 132192 | ✅ Lager
MA6-400D2030A18B4N | SERVO MOTOR | 380VAC 23-bitni | - | 4kW | FATEK | 745 | 89400 | 17880 | 107280 | ✅ Lager
MA6-400D2030B18B4N sa kočnicom | SERVO MOTOR | 380VAC 23-bitni | - | 4kW | FATEK | 961 | 115320 | 23064 | 138384 | ✅ Lager
MA6-550D2030A18B4N | SERVO MOTOR | 380VAC 23-bitni | - | 5.5kW | FATEK | 872 | 104640 | 20928 | 125568 | ✅ Lager
MA6-550D2030B18B4N sa kočnicom | SERVO MOTOR | 380VAC 23-bitni | - | 5.5kW | FATEK | 1088 | 130560 | 26112 | 156672 | ✅ Lager
MA6-750D1525A18B4N | SERVO MOTOR | 380VAC 23-bitni | - | 7.5kW | FATEK | 1162 | 139440 | 27888 | 167328 | ✅ Lager
MA6-750D1525B18B4N sa kočnicom | SERVO MOTOR | 380VAC 23-bitni | - | 7.5kW | FATEK | 1380 | 165600 | 33120 | 198720 | ✅ Lager
LA6-EHN03E-N2M03 3m | Kabl za inkrementalni enkoder | - | - | Kablovi za motore od 100 do 750W | FATEK | 14 | 1680 | 336 | 2016 | ✅ Lager
LA6-EHN03E-N2M05 5m | Kabl za inkrementalni enkoder | - | - | Kablovi za motore od 100 do 750W | FATEK | 16 | 1920 | 384 | 2304 | ✅ Lager
LA6-EHN03E-N2M10 10m | Kabl za inkrementalni enkoder | - | - | Kablovi za motore od 100 do 750W | FATEK | 24 | 2880 | 576 | 3456 | ✅ Lager
LA6-EHN03E-P3M03 3m | Kabl za apsolutni enkoder | - | - | Kablovi za motore od 100 do 750W | FATEK | 28 | 3360 | 672 | 4032 | ✅ Lager
LA6-EHN03E-P3M05 5m | Kabl za apsolutni enkoder | - | - | Kablovi za motore od 100 do 750W | FATEK | 32 | 3840 | 768 | 4608 | ✅ Lager
LA6-EHN03E-P3M10 10m | Kabl za apsolutni enkoder | - | - | Kablovi za motore od 100 do 750W | FATEK | 42 | 5040 | 1008 | 6048 | ✅ Lager
LA6-PAN0F0-N1M03 3m | Napojni kabl | - | - | Kablovi za motore od 100 do 750W | FATEK | 14 | 1680 | 336 | 2016 | ✅ Lager
LA6-PAN0F0-N1M05 5m | Napojni kabl | - | - | Kablovi za motore od 100 do 750W | FATEK | 18 | 2160 | 432 | 2592 | ✅ Lager
LA6-PAN0F0-N1M10 10m | Napojni kabl | - | - | Kablovi za motore od 100 do 750W | FATEK | 30 | 3600 | 720 | 4320 | ✅ Lager
LA6-PNN2F4-N5M03 3m | Kabl za kočnicu | - | - | Kablovi za motore od 100 do 750W | FATEK | 8 | 960 | 192 | 1152 | ✅ Lager
LA6-PNN2F4-N5M05 5m | Kabl za kočnicu | - | - | Kablovi za motore od 100 do 750W | FATEK | 10 | 1200 | 240 | 1440 | ✅ Lager
LA6-PNN2F4-N5M10 10m | Kabl za kočnicu | - | - | Kablovi za motore od 100 do 750W | FATEK | 16 | 1920 | 384 | 2304 | ✅ Lager
LA6-EXH13E-N2F03 3m | Kabl za inkrementalni enkoder | - | - | Kablovi za motore od 1kW do 7.5kW | FATEK | 18 | 2160 | 432 | 2592 | ✅ Lager
LA6-EXH13E-N2F05 5m | Kabl za inkrementalni enkoder | - | - | Kablovi za motore od 1kW do 7.5kW | FATEK | 20 | 2400 | 480 | 2880 | ✅ Lager
LA6-EXH13E-N2F10 10m | Kabl za inkrementalni enkoder | - | - | Kablovi za motore od 1kW do 7.5kW | FATEK | 26 | 3120 | 624 | 3744 | ✅ Lager
LA6-EXH13E-P3F03 3m | Kabl za apsolutni enkoder | - | - | Kablovi za motore od 1kW do 7.5kW | FATEK | 32 | 3840 | 768 | 4608 | ✅ Lager
LA6-EXH13E-P3F05 5m | Kabl za apsolutni enkoder | - | - | Kablovi za motore od 1kW do 7.5kW | FATEK | 36 | 4320 | 864 | 5184 | ✅ Lager
LA6-EXH13E-P3F10 10m | Kabl za apsolutni enkoder | - | - | Kablovi za motore od 1kW do 7.5kW | FATEK | 44 | 5280 | 1056 | 6336 | ✅ Lager
LA6-PAH1F0-N2F03 3m | Napojni kabl za motore od 1 do 2kW 220/380VAC | - | - | Kablovi za motore od 1kW do 7.5kW | FATEK | 26 | 3120 | 624 | 3744 | ✅ Lager
LA6-PAH1F0-N2F05 5m | Napojni kabl za motore od 1 do 2kW 220/380VAC | - | - | Kablovi za motore od 1kW do 7.5kW | FATEK | 34 | 4080 | 816 | 4896 | ✅ Lager
LA6-PAH1F0-N2F10 10m | Napojni kabl za motore od 1 do 2kW 220/380VAC | - | - | Kablovi za motore od 1kW do 7.5kW | FATEK | 52 | 6240 | 1248 | 7488 | ✅ Lager
LA6-PAH5F1-N3F03 3m | Napojni kabl za motore od 2.9 do 5.5kW, 380VAC | - | - | Kablovi za motore od 1kW do 7.5kW | FATEK | 36 | 4320 | 864 | 5184 | ✅ Lager
LA6-PAH5F1-N3F05 5m | Napojni kabl za motore od 2.9 do 5.5kW, 380VAC | - | - | Kablovi za motore od 1kW do 7.5kW | FATEK | 46 | 5520 | 1104 | 6624 | ✅ Lager
LA6-PAH5F1-N3F10 10m | Napojni kabl za motore od 2.9 do 5.5kW, 380VAC | - | - | Kablovi za motore od 1kW do 7.5kW | FATEK | 72 | 8640 | 1728 | 10368 | ✅ Lager
LA6-PAH5F1-N4F03 3m | Napojni kabl za motor od 7.5kW, 380VAC | - | - | Kablovi za motore od 1kW do 7.5kW | FATEK | 52 | 6240 | 1248 | 7488 | ✅ Lager
LA6-PAH5F1-N4F05 5m | Napojni kabl za motor od 7.5kW, 380VAC | - | - | Kablovi za motore od 1kW do 7.5kW | FATEK | 68 | 8160 | 1632 | 9792 | ✅ Lager
LA6-PAH5F1-N4F10 10m | Napojni kabl za motor od 7.5kW, 380VAC | - | - | Kablovi za motore od 1kW do 7.5kW | FATEK | 110 | 13200 | 2640 | 15840 | ✅ Lager
LA6-PNH4F4-N5F03 3m | Kabl za kočnicu | - | - | Kablovi za motore od 1kW do 7.5kW | FATEK | 16 | 1920 | 384 | 2304 | ✅ Lager
LA6-PNH4F4-N5F05 5m | Kabl za kočnicu | - | - | Kablovi za motore od 1kW do 7.5kW | FATEK | 18 | 2160 | 432 | 2592 | ✅ Lager
LA6-PNH4F4-N5F10 10m | Kabl za kočnicu | - | - | Kablovi za motore od 1kW do 7.5kW | FATEK | 24 | 2880 | 576 | 3456 | ✅ Lager
XMM50-01 | SC3 Pribor | - | - | Interfejs modul | FATEK | 40 | 4800 | 960 | 5760 | ✅ Lager
WHXF50/1.0 | SC3 Pribor | - | - | Interfejs kabl sa konektorom | FATEK | 66 | 7920 | 1584 | 9504 | ✅ Lager

## SVETLOSNI TORNJEVI
EMA SVETLOSNI TORNJEVI WWW.FOX.RS INFO@FOX.RS Maksima Gorkog 56/L4, 11000 Beograd Tel: 011/2415-393
NAZAD NA POČETNI EKRAN
NAZIV ARTIKLA | KATEGORIJA | OZNAKA ARTIKLA | BREND | Cena u EU | Cena u RSD | Iznos PDV (RSD) | Cena sa PDV-om (RSD) | Stanje u magacinu
Postolje fi30 cev 10mm sa stopom | Svetlosni tornjevi fi30 12-24VDC IP54 | 0530TBS01K | EMA | 7.6 | 912 | 182.4 | 1094.4 | ✅ Lager
Postolje fi30 cev 100mm sa stopom | Svetlosni tornjevi fi30 12-24VDC IP55 | 0530TBS10K | EMA | 9.1 | 1092 | 218.4 | 1310.4 | ✅ Lager
Postolje fi30 cev 100mm | Svetlosni tornjevi fi30 12-24VDC IP56 | 0530TBT10K | EMA | 8.4 | 1008 | 201.6 | 1209.6 | ✅ Lager
Svetlosni modul fi30 crveni 12-24V | Svetlosni tornjevi fi30 12-24VDC IP57 | 0530RDWL | EMA | 9.9 | 1188 | 237.6 | 1425.6 | ✅ Lager
Svetlosni modul fi30 žuti 12-24V | Svetlosni tornjevi fi30 12-24VDC IP58 | 0530YDWL | EMA | 9.9 | 1188 | 237.6 | 1425.6 | ✅ Lager
Svetlosni modul fi30 zeleni 12-24V | Svetlosni tornjevi fi30 12-24VDC IP59 | 0530GDWL | EMA | 14.9 | 1788 | 357.6 | 2145.6 | ✅ Lager
Postolje fi50 cev 100mm sa stopom | Svetlosni tornjevi fi50 12-24VDC IP54 | 0550TBS10K | EMA | 8.4 | 1008 | 201.6 | 1209.6 | ✅ Lager
Postolje fi50 cev 100mm | Svetlosni tornjevi fi50 12-24VDC IP55 | 0550TBT10K | EMA | 7.4 | 888 | 177.6 | 1065.6 | ✅ Lager
Postolje fi50 ravno | Svetlosni tornjevi fi50 12-24VDC IP56 | 0550TBPK | EMA | 6.9 | 828 | 165.6 | 993.6 | ✅ Lager
Svetlosni modul fi50 crveni | Svetlosni tornjevi fi50 12-24VDC IP57 | 0550RDWL | EMA | 12.7 | 1524 | 304.8 | 1828.8 | ✅ Lager
Svetlosni modul fi50 žuti | Svetlosni tornjevi fi50 12-24VDC IP58 | 0550YDWL | EMA | 12.7 | 1524 | 304.8 | 1828.8 | ✅ Lager
Svetlosni modul fi50 zeleni | Svetlosni tornjevi fi50 12-24VDC IP59 | 0550GDWL | EMA | 18.8 | 2256 | 451.2 | 2707.2 | ✅ Lager
Svetlosni modul fi50 beli | Svetlosni tornjevi fi50 12-24VDC IP60 | 0550WDWL | EMA | 19.8 | 2376 | 475.2 | 2851.2 | ✅ Lager
Zvučni modul fi50 | Svetlosni tornjevi fi50 12-24VDC IP61 | 0550ZDWFK | EMA | 15.7 | 1884 | 376.8 | 2260.8 | ✅ Lager
Postolje fi70 cev 100mm sa stopom | Svetlosni tornjevi fi70 12-24VDC IP54 | 0570TBS10K | EMA | 8.4 | 1008 | 201.6 | 1209.6 | ✅ Lager
Postolje fi70 cev 100mm | Svetlosni tornjevi fi70 12-24VDC IP55 | 0570TBT10K | EMA | 7.4 | 888 | 177.6 | 1065.6 | ✅ Lager
Postolje fi70 ravno | Svetlosni tornjevi fi70 12-24VDC IP56 | 0570TBPK | EMA | 6.9 | 828 | 165.6 | 993.6 | ✅ Lager
Svetlosni modul fi70 crveni | Svetlosni tornjevi fi70 12-24VDC IP57 | 0570RDWL | EMA | 12.7 | 1524 | 304.8 | 1828.8 | ✅ Lager
Svetlosni modul fi70 žuti | Svetlosni tornjevi fi70 12-24VDC IP58 | 0570YDWL | EMA | 12.7 | 1524 | 304.8 | 1828.8 | ✅ Lager
Svetlosni modul fi70 zeleni | Svetlosni tornjevi fi70 12-24VDC IP59 | 0570GDWL | EMA | 18.8 | 2256 | 451.2 | 2707.2 | ✅ Lager
Svetlosni modul fi70 beli | Svetlosni tornjevi fi70 12-24VDC IP60 | 0570WDWL | EMA | 19.8 | 2376 | 475.2 | 2851.2 | ✅ Lager
Zvučni modul fi70 12-24V | Svetlosni tornjevi fi70 12-24VDC IP61 | 0570ZDWFK | EMA | 21.8 | 2616 | 523.2 | 3139.2 | ✅ Lager

## TERMOREGULATORI
FOX TERMOREGULATORI I PROCESNI REGULATORI WWW.FOX.RS INFO@FOX.RS Maksima Gorkog 56/L4, 11000 Beograd Tel: 011/2415-393
NAZAD NA POČETNI EKRAN
NAZIV ARTIKLA | KATEGORIJA | OPIS | BREND | Cena u EU | Cena u RSD | Iznos PDV (RSD) | Cena sa PDV-om (RSD) | Stanje u magacinu
GP400+B1 | PROCESNI I TERMOREGULATOR | PID, autotuning, RTD ili TC, 48x48mm | TAIE | 74 | 8880 | 1776 | 10656 | ✅ Lager
GP600 | PROCESNI I TERMOREGULATOR | PID, autotuning, RTD ili TC, 96x48mm | TAIE | 82 | 9840 | 1968 | 11808 | ✅ Lager
GP700 | PROCESNI I TERMOREGULATOR | PID, autotuning, RTD ili TC, 72x72mm | TAIE | 82 | 9840 | 1968 | 11808 | ✅ Lager
GP800 | PROCESNI I TERMOREGULATOR | PID, autotuning, RTD ili TC, 48x96mm | TAIE | 89 | 10680 | 2136 | 12816 | ✅ Lager
GP900 | PROCESNI I TERMOREGULATOR | PID, autotuning, RTD ili TC, 96x96mm | TAIE | 90 | 10800 | 2160 | 12960 | ✅ Lager
Pt100 5x50 | MERNA SONDA | Sonda Pt100, fi5x50x2000 | TAIE | 19.2 | 2304 | 460.8 | 2764.8 | ✅ Lager

## SOLID STATE RELEJI
SIPIN SOLID STATE RELEJI WWW.FOX.RS INFO@FOX.RS Maksima Gorkog 56/L4, 11000 Beograd Tel: 011/2415-393
NAZAD NA POČETNI EKRAN
NAZIV ARTIKLA | KATEGORIJA | Vi / Vo | STRUJA OPTEREĆENJA | BREND | Cena u EU | Cena u RSD | Iznos PDV (RSD) | Cena sa PDV-om (RSD) | Stanje u magacinu
SSR-10DA | SOLID STATE RELEJ SSR | Vi=3~32VDC, Vo=24~380VAC | 10A | SIPIN | 11 | 1320 | 264 | 1584 | ✅ Lager
SSR-25DA | SOLID STATE RELEJ SSR | Vi=3~32VDC, Vo=24~380VAC | 25A | SIPIN | 13 | 1560 | 312 | 1872 | ✅ Lager
SSR-40DA | SOLID STATE RELEJ SSR | Vi=3~32VDC, Vo=24~380VAC | 40A | SIPIN | 15 | 1800 | 360 | 2160 | ✅ Lager
SSR-75DA | SOLID STATE RELEJ SSR | Vi=3~32VDC, Vo=24~380VAC | 75A | SIPIN | 25 | 3000 | 600 | 3600 | ✅ Lager
SSR-40DA-H | SOLID STATE RELEJ SSR | Vi=3~32VDC, Vo=24~480VAC | 40A | SIPIN | 16.5 | 1980 | 396 | 2376 | ✅ Lager
SSR-10AA | SOLID STATE RELEJ SSR | Vi=80~250VAC, Vo=24~380VAC | 10A | SIPIN | 12 | 1440 | 288 | 1728 | ✅ Lager
SSR-25AA | SOLID STATE RELEJ SSR | Vi=80~250VAC, Vo=24~380VAC | 25A | SIPIN | 14 | 1680 | 336 | 2016 | ✅ Lager
SSR-40AA | SOLID STATE RELEJ SSR | Vi=80~250VAC, Vo=24~380VAC | 40A | SIPIN | 17.5 | 2100 | 420 | 2520 | ✅ Lager
SSR-05DD | SOLID STATE RELEJ SSR | Vi=3~32VDC, Vo=5~60VDC | 5A | SIPIN | 12 | 1440 | 288 | 1728 | ✅ Lager
SSR-10DD | SOLID STATE RELEJ SSR | Vi=3~32VDC, Vo=5~60VDC | 10A | SIPIN | 16.5 | 1980 | 396 | 2376 | ✅ Lager
SSR-10VA | PODESIVI SOLID STATE RELEJ SSR | Ulaz pot. 500kΩ, Vo=24~380VAC | 10A | SIPIN | 21 | 2520 | 504 | 3024 | ✅ Lager
SSR-25VA | PODESIVI SOLID STATE RELEJ SSR | Ulaz pot. 500kΩ, Vo=24~380VAC | 25A | SIPIN | 25 | 3000 | 600 | 3600 | ✅ Lager
SSR-40VA | PODESIVI SOLID STATE RELEJ SSR | Ulaz pot. 500kΩ, Vo=24~380VAC | 40A | SIPIN | 30 | 3600 | 720 | 4320 | ✅ Lager
TSR-25DA | SOLID STATE RELEJ SSR | 3 phase Vi=4~32VDC, Vo=24~380VAC | 25A | SIPIN | 43 | 5160 | 1032 | 6192 | ✅ Lager
TSR-40DA | SOLID STATE RELEJ SSR | 4 phase Vi=4~32VDC, Vo=24~380VAC | 40A | SIPIN | 56 | 6720 | 1344 | 8064 | ✅ Lager
TSR-75DA | SOLID STATE RELEJ SSR | 5 phase Vi=4~32VDC, Vo=24~380VAC | 75A | SIPIN | 87 | 10440 | 2088 | 12528 | ✅ Lager
SH060-60 | Hladnjak | - | - | SIPIN | 7.7 | 924 | 184.8 | 1108.8 | ✅ Lager
HS-50H | Hladnjak | - | - | SIPIN | 3.5 | 420 | 84 | 504 | ✅ Lager
HS-50 | Hladnjak | - | - | SIPIN | 7.2 | 864 | 172.8 | 1036.8 | ✅ Lager
HS-150H | Hladnjak | - | - | SIPIN | 11.9 | 1428 | 285.6 | 1713.6 | ✅ Lager
HS-200H | Hladnjak | - | - | SIPIN | 14.1 | 1692 | 338.4 | 2030.4 | ✅ Lager
TSR-100 | Hladnjak | - | - | SIPIN | 13.4 | 1608 | 321.6 | 1929.6 | ✅ Lager

## REGULATORI SNAGE
REGULATORI SNAGE SIPIN WWW.FOX.RS INFO@FOX.RS Maksima Gorkog 56/L4, 11000 Beograd Tel: 011/2415-393
NAZAD NA POČETNI EKRAN
NAZIV ARTIKLA | NOMINALNA STRUJA OPTEREĆENJA | TIP | SERIJA | BREND | Cena u EU | Cena u RSD | Iznos PDV (RSD) | Cena sa PDV-om (RSD) | Stanje u magacinu
SP4V030 | 30 | 1φ PHASE ANGLE, AC200~480VAC | W5 serija | SIPIN | 86 | 10320 | 2064 | 12384 | ✅ Lager
SP4V045 | 45 | 1φ PHASE ANGLE, AC200~480VAC | W5 serija | SIPIN | 94 | 11280 | 2256 | 13536 | ✅ Lager
SP4V060 | 60 | 1φ PHASE ANGLE, AC200~480VAC | W5 serija | SIPIN | 113 | 13560 | 2712 | 16272 | ✅ Lager
SP4V080 | 80 | 1φ PHASE ANGLE, AC200~480VAC | W5 serija | SIPIN | 138 | 16560 | 3312 | 19872 | ✅ Lager
SP4V100 | 100 | 1φ PHASE ANGLE, AC200~480VAC | W5 serija | SIPIN | 177 | 21240 | 4248 | 25488 | ✅ Lager
SP4V125 | 125 | 1φ PHASE ANGLE, AC200~480VAC | W5 serija | SIPIN | 216 | 25920 | 5184 | 31104 | ✅ Lager
SP4V150 | 150 | 1φ PHASE ANGLE, AC200~480VAC | W5 serija | SIPIN | 254 | 30480 | 6096 | 36576 | ✅ Lager
SP4V180 | 180 | 1φ PHASE ANGLE, AC200~480VAC | W5 serija | SIPIN | 300 | 36000 | 7200 | 43200 | ✅ Lager
SP4V230 | 230 | 1φ PHASE ANGLE, AC200~480VAC | W5 serija | SIPIN | 319 | 38280 | 7656 | 45936 | ✅ Lager
SP4V300 | 300 | 1φ PHASE ANGLE, AC200~480VAC | W5 serija | SIPIN | 474 | 56880 | 11376 | 68256 | ✅ Lager
SP4V380 | 380 | 1φ PHASE ANGLE, AC200~480VAC | W5 serija | SIPIN | 690 | 82800 | 16560 | 99360 | ✅ Lager
SZ4V030 | 30 | 1φ ZERO CROSSING, AC200~480VAC | W5 serija | SIPIN | 78 | 9360 | 1872 | 11232 | ✅ Lager
SZ4V045 | 45 | 1φ ZERO CROSSING, AC200~480VAC | W5 serija | SIPIN | 86 | 10320 | 2064 | 12384 | ✅ Lager
SZ4V060 | 60 | 1φ ZERO CROSSING, AC200~480VAC | W5 serija | SIPIN | 105 | 12600 | 2520 | 15120 | ✅ Lager
SZ4V080 | 80 | 1φ ZERO CROSSING, AC200~480VAC | W5 serija | SIPIN | 131 | 15720 | 3144 | 18864 | ✅ Lager
SZ4V100 | 100 | 1φ ZERO CROSSING, AC200~480VAC | W5 serija | SIPIN | 182 | 21840 | 4368 | 26208 | ✅ Lager
SZ4V125 | 125 | 1φ ZERO CROSSING, AC200~480VAC | W5 serija | SIPIN | 210 | 25200 | 5040 | 30240 | ✅ Lager
SZ4V150 | 150 | 1φ ZERO CROSSING, AC200~480VAC | W5 serija | SIPIN | 250 | 30000 | 6000 | 36000 | ✅ Lager
SZ4V180 | 180 | 1φ ZERO CROSSING, AC200~480VAC | W5 serija | SIPIN | 295 | 35400 | 7080 | 42480 | ✅ Lager
SZ4V230 | 230 | 1φ ZERO CROSSING, AC200~480VAC | W5 serija | SIPIN | 315 | 37800 | 7560 | 45360 | ✅ Lager
SZ4V300 | 300 | 1φ ZERO CROSSING, AC200~480VAC | W5 serija | SIPIN | 473 | 56760 | 11352 | 68112 | ✅ Lager
TP4V030 | 30 | 3φ PHASE ANGLE, AC200~480VAC | W5 serija | SIPIN | 191 | 22920 | 4584 | 27504 | ✅ Lager
TP4V045 | 45 | 3φ PHASE ANGLE, AC200~480VAC | W5 serija | SIPIN | 233 | 27960 | 5592 | 33552 | ✅ Lager
TP4V060 | 60 | 3φ PHASE ANGLE, AC200~480VAC | W5 serija | SIPIN | 256 | 30720 | 6144 | 36864 | ✅ Lager
TP4V080 | 80 | 3φ PHASE ANGLE, AC200~480VAC | W5 serija | SIPIN | 302 | 36240 | 7248 | 43488 | ✅ Lager
TP4V100 | 100 | 3φ PHASE ANGLE, AC200~480VAC | W5 serija | SIPIN | 396 | 47520 | 9504 | 57024 | ✅ Lager
TP4V125 | 125 | 3φ PHASE ANGLE, AC200~480VAC | W5 serija | SIPIN | 464 | 55680 | 11136 | 66816 | ✅ Lager
TP4V150 | 150 | 3φ PHASE ANGLE, AC200~480VAC | W5 serija | SIPIN | 563 | 67560 | 13512 | 81072 | ✅ Lager
TP4V180 | 180 | 3φ PHASE ANGLE, AC200~480VAC | W5 serija | SIPIN | 717 | 86040 | 17208 | 103248 | ✅ Lager
TP4V230 | 230 | 3φ PHASE ANGLE, AC200~480VAC | W5 serija | SIPIN | 887 | 106440 | 21288 | 127728 | ✅ Lager
TP4V300 | 300 | 3φ PHASE ANGLE, AC200~480VAC | W5 serija | SIPIN | 1262 | 151440 | 30288 | 181728 | ✅ Lager
TZ4V030 | 30 | 3φ ZERO CROSSING, AC200~480VAC, 2 wire | W5 serija | SIPIN | 153 | 18360 | 3672 | 22032 | ✅ Lager
TZ4V045 | 45 | 3φ ZERO CROSSING, AC200~480VAC, 2 wire | W5 serija | SIPIN | 182 | 21840 | 4368 | 26208 | ✅ Lager
TZ4V060 | 60 | 3φ ZERO CROSSING, AC200~480VAC, 2 wire | W5 serija | SIPIN | 218 | 26160 | 5232 | 31392 | ✅ Lager
TZ4V080 | 80 | 3φ ZERO CROSSING, AC200~480VAC, 2 wire | W5 serija | SIPIN | 277 | 33240 | 6648 | 39888 | ✅ Lager
TZ4V100 | 100 | 3φ ZERO CROSSING, AC200~480VAC, 2 wire | W5 serija | SIPIN | 350 | 42000 | 8400 | 50400 | ✅ Lager
TZ4V125 | 125 | 3φ ZERO CROSSING, AC200~480VAC, 2 wire | W5 serija | SIPIN | 408 | 48960 | 9792 | 58752 | ✅ Lager
TZ4V150 | 150 | 3φ ZERO CROSSING, AC200~480VAC, 2 wire | W5 serija | SIPIN | 510 | 61200 | 12240 | 73440 | ✅ Lager
TZ4V180 | 180 | 3φ ZERO CROSSING, AC200~480VAC, 2 wire | W5 serija | SIPIN | 641 | 76920 | 15384 | 92304 | ✅ Lager
TZ4V230 | 230 | 3φ ZERO CROSSING, AC200~480VAC, 2 wire | W5 serija | SIPIN | 765 | 91800 | 18360 | 110160 | ✅ Lager
TZ4V300 | 300 | 3φ ZERO CROSSING, AC200~480VAC, 2 wire | W5 serija | SIPIN | 1019 | 122280 | 24456 | 146736 | ✅ Lager
ZZ4V030 | 30 | 3φ ZERO CROSSING, AC200~480VAC, 3 wire | W5 serija | SIPIN | 193 | 23160 | 4632 | 27792 | ✅ Lager
ZZ4V045 | 45 | 3φ ZERO CROSSING, AC200~480VAC, 3 wire | W5 serija | SIPIN | 220 | 26400 | 5280 | 31680 | ✅ Lager
ZZ4V060 | 60 | 3φ ZERO CROSSING, AC200~480VAC, 3 wire | W5 serija | SIPIN | 262 | 31440 | 6288 | 37728 | ✅ Lager
ZZ4V080 | 80 | 3φ ZERO CROSSING, AC200~480VAC, 3 wire | W5 serija | SIPIN | 317 | 38040 | 7608 | 45648 | ✅ Lager
ZZ4V100 | 100 | 3φ ZERO CROSSING, AC200~480VAC, 3 wire | W5 serija | SIPIN | 400 | 48000 | 9600 | 57600 | ✅ Lager
ZZ4V125 | 125 | 3φ ZERO CROSSING, AC200~480VAC, 3 wire | W5 serija | SIPIN | 468 | 56160 | 11232 | 67392 | ✅ Lager
ZZ4V150 | 150 | 3φ ZERO CROSSING, AC200~480VAC, 3 wire | W5 serija | SIPIN | 565 | 67800 | 13560 | 81360 | ✅ Lager
ZZ4V180 | 180 | 3φ ZERO CROSSING, AC200~480VAC, 3 wire | W5 serija | SIPIN | 723 | 86760 | 17352 | 104112 | ✅ Lager
ZZ4V230 | 230 | 3φ ZERO CROSSING, AC200~480VAC, 3 wire | W5 serija | SIPIN | 896 | 107520 | 21504 | 129024 | ✅ Lager
ZZ4V300 | 300 | 3φ ZERO CROSSING, AC200~480VAC, 3 wire | W5 serija | SIPIN | 1274 | 152880 | 30576 | 183456 | ✅ Lager
SP48P18 | 18 | 39 | WS serija | SIPIN | 1275 | 153000 | 30600 | 183600 | ✅ Lager
SP48P26 | 26 | 45 | WS serija | SIPIN | 1276 | 153120 | 30624 | 183744 | ✅ Lager
SP48P36 | 36 | 50 | WS serija | SIPIN | 1277 | 153240 | 30648 | 183888 | ✅ Lager
SP48P46 | 46 | 58 | WS serija | SIPIN | 1278 | 153360 | 30672 | 184032 | ✅ Lager

## INDUSTRIJSKA SENZORIKA
DATASENSING SENZORIKA WWW.FOX.RS INFO@FOX.RS Maksima Gorkog 56/L4, 11000 Beograd Tel: 011/2415-393
NAZAD NA POČETNI EKRAN
NAZIV ARTIKLA | KATEGORIJA | OZNAKA ARTIKLA | BREND | Cena u EU | Cena u RSD | Iznos PDV (RSD) | Cena sa PDV-om (RSD) | Stanje u magacinu
Kapacitivni prekidač M18 8mm PNP 10-36VDC | KAPACITIVNI SEZOR | CA0004 | EMA | 58.6 | 7032 | 1406.4 | 8438.4 | ✅ Lager
Kapacitivni prekidač M30 15mm PNP 10-36VDC | KAPACITIVNI SEZOR | CB0004 | EMA | 70.1 | 8412 | 1682.4 | 10094.4 | ✅ Lager
Kapacitivni prekidač fi34 20mm PNP 10-36VDC | KAPACITIVNI SEZOR | CC0004 | EMA | 75.8 | 9096 | 1819.2 | 10915.2 | ✅ Lager
Induktivni prekidač M12 6mm PNP 10-36VDC | INDUKTIVNI SEZOR | IB0045 | EMA | 25.4 | 3048 | 609.6 | 3657.6 | ✅ Lager
Nivostat za horizontalnu ugradnju | NIVOSTAT SEZOR | LS0001 | EMA | 16.8 | 2016 | 403.2 | 2419.2 | ✅ Lager
Induktivni prekidač M8 NO/PNP 2mm 10-30VDC konektor M12 | INDUKTIVNI SENZOR | AE1/AP-3H | DATASENSING | 17 | 2040 | 408 | 2448 | ✅ Lager
Induktivni prekidač M12 NO/PNP 4mm 10-30VDC konektor M12 | INDUKTIVNI SENZOR | AM1/AP-3H | DATASENSING | 15 | 1800 | 360 | 2160 | ✅ Lager
Induktivni prekidač M18 NO/PNP 8mm 10-30VDC konektor M12 | INDUKTIVNI SENZOR | AK1/AP-3H | DATASENSING | 16 | 1920 | 384 | 2304 | ✅ Lager
Induktivni prekidač M30 NO/PNP 15mm 10-30VDC konektor M12 | INDUKTIVNI SENZOR | AT1/AP-3H | DATASENSING | 21 | 2520 | 504 | 3024 | ✅ Lager
Induktivni prekidač M12 NO+NC/PNP 4mm 10-30VDC konektor M12 | INDUKTIVNI SENZOR | AM1/BP-3H | DATASENSING | 32 | 3840 | 768 | 4608 | ✅ Lager
Induktivni prekidač M18 NO+NC/PNP 8mm 10-30VDC konektor M12 | INDUKTIVNI SENZOR | AK1/BP-3H | DATASENSING | 17 | 2040 | 408 | 2448 | ✅ Lager
Induktivni prekidač M30 NO+NC/PNP 15mm 10-30VDC konektor M12 | INDUKTIVNI SENZOR | AT1/0P-3H | DATASENSING | 38 | 4560 | 912 | 5472 | ✅ Lager
Induktivni prekidač M8 NO/PNP 2mm 10-30VDC kabl 2m | INDUKTIVNI SENZOR | AE1/AP-3A | DATASENSING | 16 | 1920 | 384 | 2304 | ✅ Lager
Induktivni prekidač M12 NO/PNP 4mm 10-30VDC kabl 2m | INDUKTIVNI SENZOR | AM1/AP-3A | DATASENSING | 14 | 1680 | 336 | 2016 | ✅ Lager
Induktivni prekidač M12 NO/PNP 4mm 10-30VDC kabl 5m | INDUKTIVNI SENZOR | AM1/AP-3A86 | DATASENSING | 16 | 1920 | 384 | 2304 | ✅ Lager
Induktivni prekidač M18 NO/PNP 8mm 10-30VDC kabl 2m | INDUKTIVNI SENZOR | AK1/AP-3A | DATASENSING | 17 | 2040 | 408 | 2448 | ✅ Lager
Induktivni prekidač M18 NO/PNP 8mm 10-30VDC kabl 5m | INDUKTIVNI SENZOR | AK1/AP-3A86 | DATASENSING | 16 | 1920 | 384 | 2304 | ✅ Lager
Induktivni prekidač M30 NO/PNP 15mm 10-30VDC kabl 2m | INDUKTIVNI SENZOR | AT1/AP-3A | DATASENSING | 24 | 2880 | 576 | 3456 | ✅ Lager
Induktivni prekidač M8 NC/PNP 2mm 10-30VDC kabl 2m | INDUKTIVNI SENZOR | AE6/CP-3A | DATASENSING | 18 | 2160 | 432 | 2592 | ✅ Lager
Induktivni prekidač M12 NC/PNP 4mm 10-30VDC kabl 2m | INDUKTIVNI SENZOR | AM1/CP-3A | DATASENSING | 14 | 1680 | 336 | 2016 | ✅ Lager
Induktivni prekidač M18 NC/PNP 8mm 10-30VDC kabl 2m | INDUKTIVNI SENZOR | AK1/CP-3A | DATASENSING | 17 | 2040 | 408 | 2448 | ✅ Lager
Induktivni prekidač M30 NC/PNP 15mm 10-30VDC kabl 2m | INDUKTIVNI SENZOR | AT1/CP-3A | DATASENSING | 24 | 2880 | 576 | 3456 | ✅ Lager
Induktivni prekidač M8 NO/NPN 2mm 10-30VDC kabl 2m | INDUKTIVNI SENZOR | AE1/AN-3A | DATASENSING | 18 | 2160 | 432 | 2592 | ✅ Lager
Induktivni prekidač M12 NO/NPN 4mm 10-30VDC kabl 2m | INDUKTIVNI SENZOR | AM1/AN-3A | DATASENSING | 14 | 1680 | 336 | 2016 | ✅ Lager
Induktivni prekidač M18 NO/NPN 8mm 10-30VDC kabl 2m | INDUKTIVNI SENZOR | AK1/AN-3A | DATASENSING | 16 | 1920 | 384 | 2304 | ✅ Lager
Induktivni prekidač M30 NO/NPN 15mm 10-30VDC kabl 2m | INDUKTIVNI SENZOR | AT1/AN-3A | DATASENSING | 25 | 3000 | 600 | 3600 | ✅ Lager
Induktivni prekidač M12 NO 2mm 20-253VAC kabl 2m | INDUKTIVNI SENZOR | VM2/A0-1B | DATASENSING | 36 | 4320 | 864 | 5184 | ✅ Lager
Induktivni prekidač M18 NO 5mm 20-253VAC kabl 2m | INDUKTIVNI SENZOR | VK2/A0-1B | DATASENSING | 35 | 4200 | 840 | 5040 | ✅ Lager
Induktivni prekidač M30 NO 10mm 20-253VAC kabl 2m | INDUKTIVNI SENZOR | VT2/A0-1B | DATASENSING | 40 | 4800 | 960 | 5760 | ✅ Lager
Induktivni prekidač M12 0-10VDC/4-20mA 6 mm 15-30VDC kabl 2m | ANALOG CAB | AM1/D2-5A | DATASENSING | 107 | 12840 | 2568 | 15408 | ✅ Lager
Induktivni prekidač M18 0-10VDC/4-20mA 10mm 15-30VDC kabl 2m | ANALOG CAB | AK6/D2-5A | DATASENSING | 110 | 13200 | 2640 | 15840 | ✅ Lager
Fotoelektrični senzor difuzni bez podešavanja M18 NO+NC/PNP 100mm 10-30VDC kabl 2m | FOTOELEKTRICNI SENZOR | FAR2/BP-0A | DATASENSING | 26 | 3120 | 624 | 3744 | ✅ Lager
Fotoelektrični senzor difuzni podešavanje M18 NO+NC/PNP 100mm 10-30VDC kabl 2m | FOTOELEKTRICNI SENZOR | FAR3/BP-0A | DATASENSING | 28 | 3360 | 672 | 4032 | ✅ Lager
Fotoelektrični senzor difuzni bez podešavanja M18 NO+NC/PNP 400mm 10-30VDC kabl 2m | FOTOELEKTRICNI SENZOR | FAI6/BP-0A | DATASENSING | 28 | 3360 | 672 | 4032 | ✅ Lager
Fotoelektrični senzor difuzni podešavanje M18 NO+NC/PNP 400mm 10-30VDC kabl 2m | FOTOELEKTRICNI SENZOR | FAI7/BP-0A | DATASENSING | 30 | 3600 | 720 | 4320 | ✅ Lager
Fotoelektrični senzor difuzni podešavanje M18 NO+NC/PNP 1m aksijalno/0,8m radijalno 10-30VDC kabl 2m | FOTOELEKTRICNI SENZOR | FAI8/BP-0A | DATASENSING | 32 | 3840 | 768 | 4608 | ✅ Lager
Fotoelektrični senzor difuzni podešavanje M18 NO+NC/NPN 100mm 10-30VDC kabl 2m | FOTOELEKTRICNI SENZOR | FAR3/BN-0A | DATASENSING | 28 | 3360 | 672 | 4032 | ✅ Lager
Fotoelektrični senzor difuzni podešavanje M18 NO+NC/NPN 400mm 10-30VDC kabl 2m | FOTOELEKTRICNI SENZOR | FAI7/BN-0A | DATASENSING | 30 | 3600 | 720 | 4320 | ✅ Lager
Fotoelektrični senzor difuzni podešavanje M18 NO+NC/NPN 1m aksijalno/0,8m radijalno 10-30VDC kabl 2m | FOTOELEKTRICNI SENZOR | FAI8/BN-0A | DATASENSING | 32 | 3840 | 768 | 4608 | ✅ Lager
Fotoelektrični senzor retroreflektivni M18 NO+NC/PNP 5m aksijalno/4m radijalno 10-30VDC konektor M12 | FOTOELEKTRICNI SENZOR | FAIC/BP-0E | DATASENSING | 28 | 3360 | 672 | 4032 | ✅ Lager
Fotoelektrični senzor retroreflektivni podesiv M18 NO+NC/PNP 4m aksijalno/2,5m radijalno 10-30VDC kabl 2m | FOTOELEKTRICNI SENZOR | FARN/BP-0A | DATASENSING | 33 | 3960 | 792 | 4752 | ✅ Lager
Fotoelektrični senzor retroreflektivni podesiv M18 NO+NC PNP 5m aksijalno/4m radijalno 10-30VDC kabl 2m | FOTOELEKTRICNI SENZOR | FAIM/BP-0A | DATASENSING | 30 | 3600 | 720 | 4320 | ✅ Lager
Fotoelektrični senzor retroreflektivni za transparentne objekte podesiv M18 NO+NC/PNP 1,5m 10-30VDC kabl 2m | FOTOELEKTRICNI SENZOR | FARL/BP-0A | DATASENSING | 33 | 3960 | 792 | 4752 | ✅ Lager
Mini fotoelektrični senzor difuzni podešavanje L/D PNP 400mm 10-30VDC kabl 2m | FOTOELEKTRICNI SENZOR | QMI7/0P-0A | DATASENSING | 42 | 5040 | 1008 | 6048 | ✅ Lager
Mini fotoelektrični senzor difuzni podešavanje L/D PNP 1500mm 10-30VDC kabl 2m konektor M8 | FOTOELEKTRICNI SENZOR | QMI9/0P-0F | DATASENSING | 50 | 6000 | 1200 | 7200 | ✅ Lager
Mini fotoelektrični senzor difuzni podešavanje L/D PNP 100mm 10-30VDC kabl 2m | FOTOELEKTRICNI SENZOR | QMRB/0P-0A | DATASENSING | 46 | 5520 | 1104 | 6624 | ✅ Lager
Mini fotoelektrični senzor difuzni podešavanje L/D PNP 1000mm 10-30VDC kabl 2m | FOTOELEKTRICNI SENZOR | QMR8/0P-0A | DATASENSING | 46 | 5520 | 1104 | 6624 | ✅ Lager
Mini fotoelektrični senzor retroreflektivni podešavanje L/D PNP 5m 10-30VDC kabl 2m | FOTOELEKTRICNI SENZOR | QMRN/0P-0A | DATASENSING | 47.5 | 5700 | 1140 | 6840 | ✅ Lager
Fotoelektrični senzor difuzni 50x50 mm NO+NC NPN/PNP 2m 10-30VDC konektor M12 | FOTOELEKTRICNI SENZOR | Q50I8/B0-0E | DATASENSING | 52 | 6240 | 1248 | 7488 | ✅ Lager
Viljuškasti senzor za detekciju etiketa LO/DO PNP 12-24VDC širina 3mm dužina 42mm konektor M8 | FOTOELEKTRICNI SENZOR | FC7I/0P-M304-0F | DATASENSING | 88 | 10560 | 2112 | 12672 | ✅ Lager
Fotoelektrični senzor metalno kućište difuzni M12 PNP 100mm sa podešavanjem, kabl 2m | FOTOELEKTRICNI SENZOR | DM3/0P-1A | DATASENSING | 34 | 4080 | 816 | 4896 | ✅ Lager
Fotoelektrični senzor metalno kućište difuzni M12 PNP 300mm sa podešavanjem, kabl 2m | FOTOELEKTRICNI SENZOR | DM7/0P-1A | DATASENSING | 34 | 4080 | 816 | 4896 | ✅ Lager
Kapacitivni senzor M18 NO/NC PNP domet 3-12mm 10-40VDC/20-250VAC kabl 2m | KAPACITIVNI SEZOR | C18P/BP-2A | DATASENSING | 60 | 7200 | 1440 | 8640 | ✅ Lager
Kapacitivni senzor M30 NO/NC PNP domet 4-25mm 10-40VDC/20-250VAC kabl 2m | KAPACITIVNI SEZOR | C30P/BP-2A | DATASENSING | 70 | 8400 | 1680 | 10080 | ✅ Lager
Kapacitivni senzor 15x35x55mm NO/NC PNP domet 4-25mm kabl 2m | KAPACITIVNI SEZOR | CQ55/BP-3A | DATASENSING | 72 | 8640 | 1728 | 10368 | ✅ Lager
Kapacitivni senzor fi20 NO/NC PNP domet 10mm kabl 2m | KAPACITIVNI SEZOR | CE1/0P-1A | DATASENSING | 66 | 7920 | 1584 | 9504 | ✅ Lager
Ultrazvučni senzor M18 PNP NO/NC 200-2000 mm 10-30VDC konektor M12 | ULTRAZVUČNI SENZOR | UK1F/EP-0E | DATASENSING | 183 | 21960 | 4392 | 26352 | ✅ Lager
Ultrazvučni senzor M30 PNP NO/NC 250-3500 mm 10-30VDC konektor M12 | ULTRAZVUČNI SENZOR | UT1B/EP-0EUL | DATASENSING | 246 | 29520 | 5904 | 35424 | ✅ Lager
Ultrazvučni senzor M18 PNP NO/NC 40-300 mm 10-30VDC konektor M12 | ULTRAZVUČNI SENZOR | UK6A/HP-0EUL | DATASENSING | 102 | 12240 | 2448 | 14688 | ✅ Lager
Ultrazvučni senzor M18 sa analognim signalom 4-20mA 40-300 mm 10-30VDC konektor M12 | ULTRAZVUČNI SENZOR | UK6A/H2-0EUL | DATASENSING | 112 | 13440 | 2688 | 16128 | ✅ Lager
Ultrazvučni senzor M18 PNP NO/NC 80-800 mm 10-30VDC konektor M12 | ULTRAZVUČNI SENZOR | UK6C/HP-0EUL | DATASENSING | 106 | 12720 | 2544 | 15264 | ✅ Lager
Ultrazvučni senzor M18 sa analognim signalom 4-20mA 80-800 mm 10-30VDC konektor M12 | ULTRAZVUČNI SENZOR | UK6C/H2-0EUL | DATASENSING | 116 | 13920 | 2784 | 16704 | ✅ Lager
Ultrazvučni senzor M18 PNP NO/NC 80-1200 mm 10-30VDC konektor M12 | ULTRAZVUČNI SENZOR | UK6D/HP-0EUL | DATASENSING | 120 | 14400 | 2880 | 17280 | ✅ Lager
Ultrazvučni senzor M18 sa analognim signalom 4-20mA 80-1200 mm 10-30VDC konektor M12 | ULTRAZVUČNI SENZOR | UK6D/H2-0EUL | DATASENSING | 130 | 15600 | 3120 | 18720 | ✅ Lager
Ultrazvučni viljuškasti senzor detekcija etiketa LO/DO PNP 12-24VDC širina 3mm dužina 69mm konektor M8 | ULTRAZVUČNI SENZOR | FC8U/0P-M307-1F | DATASENSING | 456 | 54720 | 10944 | 65664 | ✅ Lager

## SCADA SISTEMI
FATEK SCADA WWW.FOX.RS INFO@FOX.RS Maksima Gorkog 56/L4, 11000 Beograd Tel: 011/2415-393
NAZAD NA POČETNI EKRAN
NAZIV ARTIKLA | KATEGORIJA | SPECIFIKACIJA | BREND | Cena u EU | Cena u RSD | Iznos PDV (RSD) | Cena sa PDV-om (RSD) | Stanje u magacinu
IGU-FvRT-0075-L002-B | SCADA | 75 I/O Tags, 2 Links, 12 PLC Drivers | FATEK | 400 | 48000 | 9600 | 57600 | ✅ Lager
IGU-FvRT-0150-L002-B | SCADA | 150 I/O Tags, 2 Links, 12 PLC Drivers | FATEK | 500 | 60000 | 12000 | 72000 | ✅ Lager
IGU-FvRT-0600-L006-B | SCADA | 600 I/O Tags, 6 Links, 12 PLC Drivers | FATEK | 600 | 72000 | 14400 | 86400 | ✅ Lager
IGU-FvRT-1200-L012-B | SCADA | 1200 I/O Tags, 12 Links, 12 PLC Drivers | FATEK | 800 | 96000 | 19200 | 115200 | ✅ Lager
IGU-FvRT-1500-L016-B | SCADA | 1500 I/O Tags, 16 Links, 12 PLC Drivers | FATEK | 934 | 112080 | 22416 | 134496 | ✅ Lager
IGU-FvRT-3000-L016-B | SCADA | 3000 I/O Tags, 16 Links, 12 PLC Drivers | FATEK | 2266 | 271920 | 54384 | 326304 | ✅ Lager
IGU-FvRT-5000-L016-B | SCADA | 5000 I/O Tags, 16 Links, 12 PLC Drivers | FATEK | 3000 | 360000 | 72000 | 432000 | ✅ Lager
IGU-FvRT-9999-L016-B | SCADA | 9999 I/O Tags, 16 Links, 12 PLC Drivers | FATEK | 4000 | 480000 | 96000 | 576000 | ✅ Lager
IGU-FvRT-16000-L016-B | SCADA | 16000 I/O Tags, 16 Links, 12 PLC Drivers | FATEK | 6000 | 720000 | 144000 | 864000 | ✅ Lager
IGU-FvRT-26000-L016-B | SCADA | 26000 I/OTags, 16 Links, 12 PLC Drivers | FATEK | 8000 | 960000 | 192000 | 1152000 | ✅ Lager
IGU-FvRT-40000-L016-B | SCADA | 40000 I/O Tags, 16 Links, 12 PLC Drivers | FATEK | 10000 | 1200000 | 240000 | 1440000 | ✅ Lager
IGU-FvRT-64000-L016-B | SCADA | 64000 I/O Tags, 16Links, 12 PLC Drivers | FATEK | 12000 | 1440000 | 288000 | 1728000 | ✅ Lager
IGU-FvRT-1000-L003-HMI | SCADA | 1000 I/O Tags, 3 Links, 3 PLC Drivers, OPC UA, MQTT | FATEK | 676 | 81120 | 16224 | 97344 | ✅ Lager
IGU-FvRT-3000-L003-HMI | SCADA | 3000 I/O Tags, 3 Links, 3 PLC Drivers, OPC UA, MQTT | FATEK | 1100 | 132000 | 26400 | 158400 | ✅ Lager
IGU-FvRT-5000-L003-HMI | SCADA | 5000 I/O Tags, 3 Links, 3 PLC Drivers, OPC UA, MQTT | FATEK | 2100 | 252000 | 50400 | 302400 | ✅ Lager
ADD 1 Link | TOOL | ADD 1 Link | FATEK | 70 | 8400 | 1680 | 10080 | ✅ Lager
ADD 300 I/O tags | TOOL | ADD 300 I/O tags | FATEK | 292 | 35040 | 7008 | 42048 | ✅ Lager

## MOTORNI ZASTITNI PREKIDACI
ABB LAGER MOTORNE ZAŠTITNE SKLOPKE WWW.FOX.RS INFO@FOX.RS Maksima Gorkog 56/L4, 11000 Beograd Tel: 011/2415-393
NAZAD NA POČETNI EKRAN
NAZIV ARTIKLA | Kategorija | OZNAKA ARTIKLA | BREND | Cena u EU | Cena u RSD | Iznos PDV (RSD) | Cena sa PDV-om (RSD) | Stanje u magacinu
Motorni zaštitni prekidač | Sklopna tehnika | MS116 (0,1-0,16)A | ABB | 21.8 | 2616 | 523.2 | 3139.2 | ✅ Lager
Motorni zaštitni prekidač | Sklopna tehnika | MS116 (0,16-0,25)A | ABB | 21.8 | 2616 | 523.2 | 3139.2 | ✅ Lager
Motorni zaštitni prekidač | Sklopna tehnika | MS116 (0,25-0,4)A | ABB | 21.8 | 2616 | 523.2 | 3139.2 | ✅ Lager
Motorni zaštitni prekidač | Sklopna tehnika | MS116 (0,4-0,63)A | ABB | 21.8 | 2616 | 523.2 | 3139.2 | ✅ Lager
Motorni zaštitni prekidač | Sklopna tehnika | MS116 (0,63-1)A | ABB | 23.1 | 2772 | 554.4 | 3326.4 | ✅ Lager
Motorni zaštitni prekidač | Sklopna tehnika | MS116 (1-1,6)A | ABB | 23.1 | 2772 | 554.4 | 3326.4 | ✅ Lager
Motorni zaštitni prekidač | Sklopna tehnika | MS116 (1,6-2,5)A | ABB | 23.1 | 2772 | 554.4 | 3326.4 | ✅ Lager
Motorni zaštitni prekidač | Sklopna tehnika | MS116 (2,5-4)A | ABB | 23.1 | 2772 | 554.4 | 3326.4 | ✅ Lager
Motorni zaštitni prekidač | Sklopna tehnika | MS116 (4-6,3)A | ABB | 23.1 | 2772 | 554.4 | 3326.4 | ✅ Lager
Motorni zaštitni prekidač | Sklopna tehnika | MS116 (6,3-10)A | ABB | 26.6 | 3192 | 638.4 | 3830.4 | ✅ Lager
Motorni zaštitni prekidač | Sklopna tehnika | MS116 (10-16)A | ABB | 26.6 | 3192 | 638.4 | 3830.4 | ✅ Lager
Motorni zaštitni prekidač | Sklopna tehnika | MS132 (16-20)A | ABB | 39.9 | 4788 | 957.6 | 5745.6 | ✅ Lager
Motorni zaštitni prekidač | Sklopna tehnika | MS132 (20-25)A | ABB | 45.2 | 5424 | 1084.8 | 6508.8 | ✅ Lager
Motorni zaštitni prekidač | Sklopna tehnika | MS132 (25-32)A | ABB | 62.9 | 7548 | 1509.6 | 9057.6 | ✅ Lager
Motorni zaštitni prekidač | Sklopna tehnika | HKF1-11 1NO+1NC | ABB | 4.7 | 564 | 112.8 | 676.8 | ✅ Lager
Sabirna šina za MS116 | Dodatna oprema | PS1-3-0-65 | ABB | 9.7 | 1164 | 232.8 | 1396.8 | ✅ Lager
Sabirna šina za MS117 | Dodatna oprema | PS1-4-0-65 | ABB | 11 | 1320 | 264 | 1584 | ✅ Lager
Sabirna šina za MS118 | Dodatna oprema | PS1-5-0-65 | ABB | 12.7 | 1524 | 304.8 | 1828.8 | ✅ Lager

## CELIJE I MERNI SKLOPOVI
MERNE ĆELIJE I MERNI SKLOPOVI WWW.FOX.RS INFO@FOX.RS Maksima Gorkog 56/L4, 11000 Beograd Tel: 011/2415-393
NAZAD NA POČETNI EKRAN
NAZIV ARTIKLA | KATEGORIJA | OPIS | BREND | Cena u EU | Cena u RSD | Iznos PDV (RSD) | Cena sa PDV-om (RSD) | Stanje u magacinu
AMI 5kg | MERNE ĆELIJE | 5kg | KELI | 35 | 4200 | 840 | 5040 | ✅ Lager
AMI 6kg | MERNE ĆELIJE | 6kg | KELI | 35 | 4200 | 840 | 5040 | ✅ Lager
UDB 15kg | MERNE ĆELIJE | 15kg | KELI | 46 | 5520 | 1104 | 6624 | ✅ Lager
UDB 30kg | MERNE ĆELIJE | 30kg | KELI | 46 | 5520 | 1104 | 6624 | ✅ Lager
UDB 50kg | MERNE ĆELIJE | 50kg | KELI | 46 | 5520 | 1104 | 6624 | ✅ Lager
UDB 100kg | MERNE ĆELIJE | 100kg | KELI | 67 | 8040 | 1608 | 9648 | ✅ Lager
UDB 200kg | MERNE ĆELIJE | 200kg | KELI | 75 | 9000 | 1800 | 10800 | ✅ Lager
SQB-A 250kg | MERNE ĆELIJE | 250kg | KELI | 98 | 11760 | 2352 | 14112 | ✅ Lager
SQB-A 500kg | MERNE ĆELIJE | 500kg | KELI | 98 | 11760 | 2352 | 14112 | ✅ Lager
SQB-A 1t | MERNE ĆELIJE | 1t | KELI | 98 | 11760 | 2352 | 14112 | ✅ Lager
SQB-A 1,5t | MERNE ĆELIJE | 1,5t | KELI | 98 | 11760 | 2352 | 14112 | ✅ Lager
SQB-A 3t | MERNE ĆELIJE | 3t | KELI | 98 | 11760 | 2352 | 14112 | ✅ Lager
SQB-A 5t | MERNE ĆELIJE | 5t | KELI | 98 | 11760 | 2352 | 14112 | ✅ Lager
YBS-A 3t | MERNE ĆELIJE | 3t | KELI | 156 | 18720 | 3744 | 22464 | ✅ Lager
YBS-A 7,5t | MERNE ĆELIJE | 7,5t | KELI | 176 | 21120 | 4224 | 25344 | ✅ Lager
ZSFY-A 15t | MERNE ĆELIJE | 15t | KELI | 267 | 32040 | 6408 | 38448 | ✅ Lager
DEE 250kg | MERNE ĆELIJE | 250kg | KELI | 96 | 11520 | 2304 | 13824 | ✅ Lager
SQB-A 250kg-1,5t | MERNI SKLOP | - | KELI | 106 | 12720 | 2544 | 15264 | ✅ Lager
SQB-A 3-5t | MERNI SKLOP | - | KELI | 132 | 15840 | 3168 | 19008 | ✅ Lager
YBS 3-7,5t | MERNI SKLOP | - | KELI | 132 | 15840 | 3168 | 19008 | ✅ Lager
ZSFY-A 15t | MERNI SKLOP | - | KELI | 268 | 32160 | 6432 | 38592 | ✅ Lager

## MERNE VAGE I INDIKATORI TEZINE
MERNE VAGE I INDIKATORI TEŽINE WWW.FOX.RS INFO@FOX.RS Maksima Gorkog 56/L4, 11000 Beograd Tel: 011/2415-393
NAZAD NA POČETNI EKRAN
NAZIV ARTIKLA | KATEGORIJA | OPIS | BREND | Cena u EU | Cena u RSD | Iznos PDV (RSD) | Cena sa PDV-om (RSD) | Stanje u magacinu
JOLLY2 | INDIKATOR TEŽINE | Indikator težine sa 2 relejna izlaza | LAUMAS | 286 | 34320 | 6864 | 41184 | ✅ Lager
JOLLY4 | INDIKATOR TEŽINE | Indikator težine sa 4 relejna izlaza | LAUMAS | 342 | 41040 | 8208 | 49248 | ✅ Lager
JOLLYW100 | INDIKATOR TEŽINE | Indikator težine sa 5 relejnih izlaza, 48x96mm | LAUMAS | 280 | 33600 | 6720 | 40320 | ✅ Lager
JOLLYW200 | INDIKATOR TEŽINE | Indikator težine sa 5 relejnih izlaza, 96x96mm | LAUMAS | 286 | 34320 | 6864 | 41184 | ✅ Lager
JOLLYW100ANA | INDIKATOR TEŽINE | Indikator težine sa analognim signalom | LAUMAS | 345 | 41400 | 8280 | 49680 | ✅ Lager
JOLLYTLB485 | MERNI TRANSMITER - TRANSDUCER | Merni transmiter sa RS485 komunikacijom | LAUMAS | 198 | 23760 | 4752 | 28512 | ✅ Lager
JOLLYTLB4CANOPEN | MERNI TRANSMITER - TRANSDUCER | Merni transmiter sa CANOPEN komunikacijom | LAUMAS | 374 | 44880 | 8976 | 53856 | ✅ Lager

## MEAN WELL NAPAJANJA
IZVORI NAPAJANJA I KONVERTERI MEAN WELL WWW.FOX.RS INFO@FOX.RS Maksima Gorkog 56/L4, 11000 Beograd Tel: 011/2415-393
NAZAD NA POČETNI EKRAN
BOX | MODEL | SNAGA P (W) | Vin (VAC) | Vout (VDC) | Iout (A) | Kategorija | TIP | BREND | Cena u EU | Cena u RSD | Iznos PDV (RSD) | Cena sa PDV-om (RSD) | Stanje u magacinu
20 | RS-150-3.3 | 150 | 85-264 | 3.3 | 30 | Prekidačka napajanja sa rešetkastim kućištem | Prekidačko napajanje sa rešetkastim kućištem: 3.3VDC | MEAN WELL | 27.434 | 3292.08 | 658.416 | 3950.496 | ✅ Lager
108 | RS-15-5 | 15 | 85-264 | 5 | 3 | Prekidačka napajanja sa rešetkastim kućištem | Prekidačko napajanje sa rešetkastim kućištem: 5VDC | MEAN WELL | 10.01 | 1201.2 | 240.24 | 1441.44 | ✅ Lager
60 | RS-25-5 | 25 | 88-264 | 5 | 5 | Prekidačka napajanja sa rešetkastim kućištem | Prekidačko napajanje sa rešetkastim kućištem: 5VDC | MEAN WELL | 11.627 | 1395.24 | 279.048 | 1674.288 | ✅ Lager
45 | RS-35-5 | 35 | 88-264 | 5 | 7 | Prekidačka napajanja sa rešetkastim kućištem | Prekidačko napajanje sa rešetkastim kućištem: 5VDC | MEAN WELL | 14.245 | 1709.4 | 341.88 | 2051.28 | ✅ Lager
60 | LRS-35-5 | 35 | 85-264 | 5 | 7 | Prekidačka napajanja sa rešetkastim kućištem | Prekidačko napajanje sa rešetkastim kućištem: 5VDC | MEAN WELL | 12.111 | 1453.32 | 290.664 | 1743.984 | ✅ Lager
45 | RS-50-5 | 50 | 88-264 | 5 | 10 | Prekidačka napajanja sa rešetkastim kućištem | Prekidačko napajanje sa rešetkastim kućištem: 5VDC | MEAN WELL | 16.038 | 1924.56 | 384.912 | 2309.472 | ✅ Lager
60 | LRS-50-5 | 50 | 85-264 | 5 | 10 | Prekidačka napajanja sa rešetkastim kućištem | Prekidačko napajanje sa rešetkastim kućištem: 5VDC | MEAN WELL | 13.464 | 1615.68 | 323.136 | 1938.816 | ✅ Lager
30 | RS-75-5 | 75 | 88-264 | 5 | 12 | Prekidačka napajanja sa rešetkastim kućištem | Prekidačko napajanje sa rešetkastim kućištem: 5VDC | MEAN WELL | 18.766 | 2251.92 | 450.384 | 2702.304 | ✅ Lager
45 | LRS-75-5 | 75 | 85-264 | 5 | 14 | Prekidačka napajanja sa rešetkastim kućištem | Prekidačko napajanje sa rešetkastim kućištem: 5VDC | MEAN WELL | 16.533 | 1983.96 | 396.792 | 2380.752 | ✅ Lager
24 | RS-100-5 | 100 | 88-264 | 5 | 16 | Prekidačka napajanja sa rešetkastim kućištem | Prekidačko napajanje sa rešetkastim kućištem: 5VDC | MEAN WELL | 26.268 | 3152.16 | 630.432 | 3782.592 | ✅ Lager
40 | LRS-100-5 | 100 | 85-264 | 5 | 18 | Prekidačka napajanja sa rešetkastim kućištem | Prekidačko napajanje sa rešetkastim kućištem: 5VDC | MEAN WELL | 18.909 | 2269.08 | 453.816 | 2722.896 | ✅ Lager
20 | RS-150-5 | 150 | 115/230 | 5 | 26 | Prekidačka napajanja sa rešetkastim kućištem | Prekidačko napajanje sa rešetkastim kućištem: 5VDC | MEAN WELL | 27.434 | 3292.08 | 658.416 | 3950.496 | ✅ Lager
30 | LRS-150F-5 | 150 | 115/230 | 5 | 22 | Prekidačka napajanja sa rešetkastim kućištem | Prekidačko napajanje sa rešetkastim kućištem: 5VDC | MEAN WELL | 25.564 | 3067.68 | 613.536 | 3681.216 | ✅ Lager
15 | LRS-200-5 | 200 | 115/230 | 5 | 40 | Prekidačka napajanja sa rešetkastim kućištem | Prekidačko napajanje sa rešetkastim kućištem: 5VDC | MEAN WELL | 30.91 | 3709.2 | 741.84 | 4451.04 | ✅ Lager
15 | LRS-350-5 | 350 | 115/230 | 5 | 60 | Prekidačka napajanja sa rešetkastim kućištem | Prekidačko napajanje sa rešetkastim kućištem: 5VDC | MEAN WELL | 38.808 | 4656.96 | 931.392 | 5588.352 | ✅ Lager
9 | RSP-500-5 | 500 | 85-264 | 5 | 90 | Prekidačka napajanja sa rešetkastim kućištem | Prekidačko napajanje sa rešetkastim kućištem: 5VDC | MEAN WELL | 116.479 | 13977.48 | 2795.496 | 16772.976 | ✅ Lager
108 | RS-15-12 | 15 | 85-264 | 12 | 1.3 | Prekidačka napajanja sa rešetkastim kućištem | Prekidačko napajanje sa rešetkastim kućištem može se koristiti i za rasvetu: 12VDC | MEAN WELL | 10.01 | 1201.2 | 240.24 | 1441.44 | ✅ Lager
60 | RS-25-12 | 25 | 88-264 | 12 | 2.1 | Prekidačka napajanja sa rešetkastim kućištem | Prekidačko napajanje sa rešetkastim kućištem može se koristiti i za rasvetu: 12VDC | MEAN WELL | 11.627 | 1395.24 | 279.048 | 1674.288 | ✅ Lager
45 | RS-35-12 | 35 | 88-264 | 12 | 3 | Prekidačka napajanja sa rešetkastim kućištem | Prekidačko napajanje sa rešetkastim kućištem može se koristiti i za rasvetu: 12VDC | MEAN WELL | 14.245 | 1709.4 | 341.88 | 2051.28 | ✅ Lager
60 | LRS-35-12 | 35 | 85-264 | 12 | 3 | Prekidačka napajanja sa rešetkastim kućištem | Prekidačko napajanje sa rešetkastim kućištem može se koristiti i za rasvetu: 12VDC | MEAN WELL | 11.57 | 1388.4 | 277.68 | 1666.08 | ✅ Lager
45 | RS-50-12 | 50 | 88-264 | 12 | 4.2 | Prekidačka napajanja sa rešetkastim kućištem | Prekidačko napajanje sa rešetkastim kućištem može se koristiti i za rasvetu: 12VDC | MEAN WELL | 16.038 | 1924.56 | 384.912 | 2309.472 | ✅ Lager
60 | LRS-50-12 | 50 | 85-264 | 12 | 4.2 | Prekidačka napajanja sa rešetkastim kućištem | Prekidačko napajanje sa rešetkastim kućištem može se koristiti i za rasvetu: 12VDC | MEAN WELL | 12.52 | 1502.4 | 300.48 | 1802.88 | ✅ Lager
30 | RS-75-12 | 75 | 88-264 | 12 | 6 | Prekidačka napajanja sa rešetkastim kućištem | Prekidačko napajanje sa rešetkastim kućištem može se koristiti i za rasvetu: 12VDC | MEAN WELL | 18.766 | 2251.92 | 450.384 | 2702.304 | ✅ Lager
45 | LRS-75-12 | 75 | 85-264 | 12 | 6 | Prekidačka napajanja sa rešetkastim kućištem | Prekidačko napajanje sa rešetkastim kućištem može se koristiti i za rasvetu: 12VDC | MEAN WELL | 14.96 | 1795.2 | 359.04 | 2154.24 | ✅ Lager
24 | RS-100-12 | 100 | 88-264 | 12 | 8.5 | Prekidačka napajanja sa rešetkastim kućištem | Prekidačko napajanje sa rešetkastim kućištem može se koristiti i za rasvetu: 12VDC | MEAN WELL | 26.268 | 3152.16 | 630.432 | 3782.592 | ✅ Lager
40 | LRS-100-12 | 100 | 85-264 | 12 | 8.5 | Prekidačka napajanja sa rešetkastim kućištem | Prekidačko napajanje sa rešetkastim kućištem može se koristiti i za rasvetu: 12VDC | MEAN WELL | 17.14 | 2056.8 | 411.36 | 2468.16 | ✅ Lager
24 | RSP-100-12 | 100 | 85-264 | 12 | 8.5 | Prekidačka napajanja sa rešetkastim kućištem | Prekidačko napajanje sa rešetkastim kućištem može se koristiti i za rasvetu: 12VDC | MEAN WELL | 39.083 | 4689.96 | 937.992 | 5627.952 | ✅ Lager
20 | RS-150-12 | 150 | 115/230 | 12 | 12.5 | Prekidačka napajanja sa rešetkastim kućištem | Prekidačko napajanje sa rešetkastim kućištem može se koristiti i za rasvetu: 12VDC | MEAN WELL | 27.434 | 3292.08 | 658.416 | 3950.496 | ✅ Lager
30 | LRS-150-12 | 150 | 115/230 | 12 | 12.5 | Prekidačka napajanja sa rešetkastim kućištem | Prekidačko napajanje sa rešetkastim kućištem može se koristiti i za rasvetu: 12VDC | MEAN WELL | 20.88 | 2505.6 | 501.12 | 3006.72 | ✅ Lager
15 | LRS-200-12 | 200 | 115/230 | 12 | 17 | Prekidačka napajanja sa rešetkastim kućištem | Prekidačko napajanje sa rešetkastim kućištem može se koristiti i za rasvetu: 12VDC | MEAN WELL | 28.08 | 3369.6 | 673.92 | 4043.52 | ✅ Lager
15 | RSP-200-12 | 200 | 88-264 | 12 | 17 | Prekidačka napajanja sa rešetkastim kućištem | Prekidačko napajanje sa rešetkastim kućištem može se koristiti i za rasvetu: 12VDC | MEAN WELL | 50.336 | 6040.32 | 1208.064 | 7248.384 | ✅ Lager
15 | RSP-320-12 | 320 | 88-264 | 12 | 26.7 | Prekidačka napajanja sa rešetkastim kućištem | Prekidačko napajanje sa rešetkastim kućištem može se koristiti i za rasvetu: 12VDC | MEAN WELL | 61.611 | 7393.32 | 1478.664 | 8871.984 | ✅ Lager
15 | LRS-350-12 | 350 | 115/230 | 12 | 29 | Prekidačka napajanja sa rešetkastim kućištem | Prekidačko napajanje sa rešetkastim kućištem može se koristiti i za rasvetu: 12VDC | MEAN WELL | 34.93 | 4191.6 | 838.32 | 5029.92 | ✅ Lager
16 | ERPF-400-12 | 400 | 90/264 | 12 | 30 | Prekidačka napajanja sa rešetkastim kućištem | Prekidačko napajanje sa rešetkastim kućištem može se koristiti i za rasvetu: 12VDC | MEAN WELL | 59.455 | 7134.6 | 1426.92 | 8561.52 | ✅ Lager
12 | HRP-450-12 | 450 | 85-264 | 12 | 37.5 | Prekidačka napajanja sa rešetkastim kućištem | Prekidačko napajanje sa rešetkastim kućištem može se koristiti i za rasvetu: 12VDC | MEAN WELL | 133.166 | 15979.92 | 3195.984 | 19175.904 | ✅ Lager
9 | RSP-500-12 | 500 | 85-264 | 12 | 41.7 | Prekidačka napajanja sa rešetkastim kućištem | Prekidačko napajanje sa rešetkastim kućištem može se koristiti i za rasvetu: 12VDC | MEAN WELL | 116.479 | 13977.48 | 2795.496 | 16772.976 | ✅ Lager
8 | HRP-600-12 | 600 | 85-264 | 12 | 53 | Prekidačka napajanja sa rešetkastim kućištem | Prekidačko napajanje sa rešetkastim kućištem može se koristiti i za rasvetu: 12VDC | MEAN WELL | 168.256 | 20190.72 | 4038.144 | 24228.864 | ✅ Lager
6 | RSP-750-12 | 750 | 90-264 | 12 | 62.5 | Prekidačka napajanja sa rešetkastim kućištem | Prekidačko napajanje sa rešetkastim kućištem može se koristiti i za rasvetu: 12VDC | MEAN WELL | 207.724 | 24926.88 | 4985.376 | 29912.256 | ✅ Lager
6 | RSP-1000-12 | 1000 | 90-264 | 12 | 60 | Prekidačka napajanja sa rešetkastim kućištem | Prekidačko napajanje sa rešetkastim kućištem može se koristiti i za rasvetu: 12VDC | MEAN WELL | 287.452 | 34494.24 | 6898.848 | 41393.088 | ✅ Lager
6 | RSP-1500-12 | 1500 | 90-264 | 12 | 125 | Prekidačka napajanja sa rešetkastim kućištem | Prekidačko napajanje sa rešetkastim kućištem može se koristiti i za rasvetu: 12VDC | MEAN WELL | 447.095 | 53651.4 | 10730.28 | 64381.68 | ✅ Lager
2 | SE-1500-12 | 1500 | 180-264 | 12 | 125 | Prekidačka napajanja sa rešetkastim kućištem | Prekidačko napajanje sa rešetkastim kućištem može se koristiti i za rasvetu: 12VDC | MEAN WELL | 328.449 | 39413.88 | 7882.776 | 47296.656 | ✅ Lager
4 | RSP-1600-12 | 1600 | 90-264 | 12 | 133.3 | Prekidačka napajanja sa rešetkastim kućištem | Prekidačko napajanje sa rešetkastim kućištem može se koristiti i za rasvetu: 12VDC | MEAN WELL | 500.115 | 60013.8 | 12002.76 | 72016.56 | ✅ Lager
6 | RSP-2000-12 | 2000 | 90-264 | 12 | 100 | Prekidačka napajanja sa rešetkastim kućištem | Prekidačko napajanje sa rešetkastim kućištem može se koristiti i za rasvetu: 12VDC | MEAN WELL | 548.064 | 65767.68 | 13153.536 | 78921.216 | ✅ Lager
4 | RSP-2400-12 | 2400 | 90-264 | 12 | 166.7 | Prekidačka napajanja sa rešetkastim kućištem | Prekidačko napajanje sa rešetkastim kućištem može se koristiti i za rasvetu: 12VDC | MEAN WELL | 555.5 | 66660 | 13332 | 79992 | ✅ Lager
4 | RSP-3000-12 | 3000 | 90-264 | 12 | 200 | Prekidačka napajanja sa rešetkastim kućištem | Prekidačko napajanje sa rešetkastim kućištem može se koristiti i za rasvetu: 12VDC | MEAN WELL | 623.7 | 74844 | 14968.8 | 89812.8 | ✅ Lager
108 | RS-15-15 | 15 | 85-264 | 15 | 1 | Prekidačka napajanja sa rešetkastim kućištem | Prekidačko napajanje sa rešetkastim kućištem: 15VDC | MEAN WELL | 10.01 | 1201.2 | 240.24 | 1441.44 | ✅ Lager
60 | RS-25-15 | 25 | 88-264 | 15 | 1.7 | Prekidačka napajanja sa rešetkastim kućištem | Prekidačko napajanje sa rešetkastim kućištem: 15VDC | MEAN WELL | 11.627 | 1395.24 | 279.048 | 1674.288 | ✅ Lager
60 | LRS-35-15 | 35 | 85-264 | 15 | 2.4 | Prekidačka napajanja sa rešetkastim kućištem | Prekidačko napajanje sa rešetkastim kućištem: 15VDC | MEAN WELL | 12.122 | 1454.64 | 290.928 | 1745.568 | ✅ Lager
45 | LRS-75-15 | 75 | 85-264 | 15 | 5 | Prekidačka napajanja sa rešetkastim kućištem | Prekidačko napajanje sa rešetkastim kućištem: 15VDC | MEAN WELL | 15.675 | 1881 | 376.2 | 2257.2 | ✅ Lager
40 | LRS-100-15 | 100 | 85-264 | 15 | 8.5 | Prekidačka napajanja sa rešetkastim kućištem | Prekidačko napajanje sa rešetkastim kućištem: 15VDC | MEAN WELL | 17.952 | 2154.24 | 430.848 | 2585.088 | ✅ Lager
30 | LRS-150-15 | 150 | 115/230 | 15 | 10 | Prekidačka napajanja sa rešetkastim kućištem | Prekidačko napajanje sa rešetkastim kućištem: 15VDC | MEAN WELL | 21.879 | 2625.48 | 525.096 | 3150.576 | ✅ Lager
15 | RSP-200-15 | 200 | 88-264 | 15 | 13.4 | Prekidačka napajanja sa rešetkastim kućištem | Prekidačko napajanje sa rešetkastim kućištem: 15VDC | MEAN WELL | 50.336 | 6040.32 | 1208.064 | 7248.384 | ✅ Lager
15 | RSP-320-15 | 320 | 88-264 | 15 | 21.4 | Prekidačka napajanja sa rešetkastim kućištem | Prekidačko napajanje sa rešetkastim kućištem: 15VDC | MEAN WELL | 61.611 | 7393.32 | 1478.664 | 8871.984 | ✅ Lager
9 | RSP-500-15 | 500 | 85-264 | 15 | 33.4 | Prekidačka napajanja sa rešetkastim kućištem | Prekidačko napajanje sa rešetkastim kućištem: 15VDC | MEAN WELL | 116.479 | 13977.48 | 2795.496 | 16772.976 | ✅ Lager
6 | RSP-750-15 | 750 | 90-264 | 15 | 50 | Prekidačka napajanja sa rešetkastim kućištem | Prekidačko napajanje sa rešetkastim kućištem: 15VDC | MEAN WELL | 207.724 | 24926.88 | 4985.376 | 29912.256 | ✅ Lager
6 | RSP-1500-15 | 1500 | 90-264 | 15 | 100 | Prekidačka napajanja sa rešetkastim kućištem | Prekidačko napajanje sa rešetkastim kućištem: 15VDC | MEAN WELL | 447.095 | 53651.4 | 10730.28 | 64381.68 | ✅ Lager
108 | RS-15-24 | 15 | 85-264 | 24 | 0.625 | Prekidačka napajanja sa rešetkastim kućištem | Prekidačko napajanje sa rešetkastim kućištem može se koristiti i za rasvetu: 24VDC | MEAN WELL | 10.01 | 1201.2 | 240.24 | 1441.44 | ✅ Lager
60 | RS-25-24 | 25 | 88-264 | 24 | 1.1 | Prekidačka napajanja sa rešetkastim kućištem | Prekidačko napajanje sa rešetkastim kućištem može se koristiti i za rasvetu: 24VDC | MEAN WELL | 11.627 | 1395.24 | 279.048 | 1674.288 | ✅ Lager
45 | RS-35-24 | 35 | 88-264 | 24 | 1.5 | Prekidačka napajanja sa rešetkastim kućištem | Prekidačko napajanje sa rešetkastim kućištem može se koristiti i za rasvetu: 24VDC | MEAN WELL | 14.245 | 1709.4 | 341.88 | 2051.28 | ✅ Lager
60 | LRS-35-24 | 35 | 85-264 | 24 | 1.5 | Prekidačka napajanja sa rešetkastim kućištem | Prekidačko napajanje sa rešetkastim kućištem može se koristiti i za rasvetu: 24VDC | MEAN WELL | 11.32 | 1358.4 | 271.68 | 1630.08 | ✅ Lager
45 | RS-50-24 | 50 | 88-264 | 24 | 2.2 | Prekidačka napajanja sa rešetkastim kućištem | Prekidačko napajanje sa rešetkastim kućištem može se koristiti i za rasvetu: 24VDC | MEAN WELL | 16.038 | 1924.56 | 384.912 | 2309.472 | ✅ Lager
60 | LRS-50-24 | 50 | 85-264 | 24 | 2.2 | Prekidačka napajanja sa rešetkastim kućištem | Prekidačko napajanje sa rešetkastim kućištem može se koristiti i za rasvetu: 24VDC | MEAN WELL | 11.81 | 1417.2 | 283.44 | 1700.64 | ✅ Lager
30 | RS-75-24 | 75 | 88-264 | 24 | 3.2 | Prekidačka napajanja sa rešetkastim kućištem | Prekidačko napajanje sa rešetkastim kućištem može se koristiti i za rasvetu: 24VDC | MEAN WELL | 18.766 | 2251.92 | 450.384 | 2702.304 | ✅ Lager
45 | LRS-75-24 | 75 | 85-264 | 24 | 3.2 | Prekidačka napajanja sa rešetkastim kućištem | Prekidačko napajanje sa rešetkastim kućištem može se koristiti i za rasvetu: 24VDC | MEAN WELL | 14.4 | 1728 | 345.6 | 2073.6 | ✅ Lager
24 | RS-100-24 | 100 | 88-264 | 24 | 4.5 | Prekidačka napajanja sa rešetkastim kućištem | Prekidačko napajanje sa rešetkastim kućištem može se koristiti i za rasvetu: 24VDC | MEAN WELL | 26.268 | 3152.16 | 630.432 | 3782.592 | ✅ Lager
40 | LRS-100-24 | 100 | 85-264 | 24 | 4.5 | Prekidačka napajanja sa rešetkastim kućištem | Prekidačko napajanje sa rešetkastim kućištem može se koristiti i za rasvetu: 24VDC | MEAN WELL | 16.01 | 1921.2 | 384.24 | 2305.44 | ✅ Lager
24 | RSP-100-24 | 100 | 85-264 | 24 | 4.2 | Prekidačka napajanja sa rešetkastim kućištem | Prekidačko napajanje sa rešetkastim kućištem može se koristiti i za rasvetu: 24VDC | MEAN WELL | 39.083 | 4689.96 | 937.992 | 5627.952 | ✅ Lager
20 | RS-150-24 | 150 | 115/230 | 24 | 6.5 | Prekidačka napajanja sa rešetkastim kućištem | Prekidačko napajanje sa rešetkastim kućištem može se koristiti i za rasvetu: 24VDC | MEAN WELL | 27.434 | 3292.08 | 658.416 | 3950.496 | ✅ Lager
30 | LRS-150-24 | 150 | 115/230 | 24 | 6.5 | Prekidačka napajanja sa rešetkastim kućištem | Prekidačko napajanje sa rešetkastim kućištem može se koristiti i za rasvetu: 24VDC | MEAN WELL | 19.94 | 2392.8 | 478.56 | 2871.36 | ✅ Lager
15 | LRS-200-24 | 200 | 115/230 | 24 | 8.8 | Prekidačka napajanja sa rešetkastim kućištem | Prekidačko napajanje sa rešetkastim kućištem može se koristiti i za rasvetu: 24VDC | MEAN WELL | 26.54 | 3184.8 | 636.96 | 3821.76 | ✅ Lager
15 | RSP-320-24 | 320 | 88-264 | 24 | 13.4 | Prekidačka napajanja sa rešetkastim kućištem | Prekidačko napajanje sa rešetkastim kućištem može se koristiti i za rasvetu: 24VDC | MEAN WELL | 61.611 | 7393.32 | 1478.664 | 8871.984 | ✅ Lager
15 | LRS-350-24 | 350 | 115/230 | 24 | 14.6 | Prekidačka napajanja sa rešetkastim kućištem | Prekidačko napajanje sa rešetkastim kućištem može se koristiti i za rasvetu: 24VDC | MEAN WELL | 33.75 | 4050 | 810 | 4860 | ✅ Lager
16 | ERPF-400-24 | 400 | 90/264 | 24 | 16.7 | Prekidačka napajanja sa rešetkastim kućištem | Prekidačko napajanje sa rešetkastim kućištem može se koristiti i za rasvetu: 24VDC | MEAN WELL | 59.455 | 7134.6 | 1426.92 | 8561.52 | ✅ Lager
12 | HRP-450-24 | 450 | 85-264 | 24 | 18.8 | Prekidačka napajanja sa rešetkastim kućištem | Prekidačko napajanje sa rešetkastim kućištem može se koristiti i za rasvetu: 24VDC | MEAN WELL | 133.166 | 15979.92 | 3195.984 | 19175.904 | ✅ Lager
9 | RSP-500-24 | 500 | 85-264 | 24 | 21 | Prekidačka napajanja sa rešetkastim kućištem | Prekidačko napajanje sa rešetkastim kućištem može se koristiti i za rasvetu: 24VDC | MEAN WELL | 116.479 | 13977.48 | 2795.496 | 16772.976 | ✅ Lager
8 | HRP-600-24 | 600 | 85-264 | 24 | 27 | Prekidačka napajanja sa rešetkastim kućištem | Prekidačko napajanje sa rešetkastim kućištem može se koristiti i za rasvetu: 24VDC | MEAN WELL | 168.256 | 20190.72 | 4038.144 | 24228.864 | ✅ Lager
6 | RSP-750-24 | 750 | 90-264 | 24 | 31.3 | Prekidačka napajanja sa rešetkastim kućištem | Prekidačko napajanje sa rešetkastim kućištem može se koristiti i za rasvetu: 24VDC | MEAN WELL | 207.724 | 24926.88 | 4985.376 | 29912.256 | ✅ Lager
6 | RSP-1000-24 | 1000 | 90-264 | 24 | 40 | Prekidačka napajanja sa rešetkastim kućištem | Prekidačko napajanje sa rešetkastim kućištem može se koristiti i za rasvetu: 24VDC | MEAN WELL | 287.452 | 34494.24 | 6898.848 | 41393.088 | ✅ Lager
6 | RSP-1500-24 | 1500 | 90-264 | 24 | 63 | Prekidačka napajanja sa rešetkastim kućištem | Prekidačko napajanje sa rešetkastim kućištem: 24VDC | MEAN WELL | 447.095 | 53651.4 | 10730.28 | 64381.68 | ✅ Lager
4 | RSP-1600-24 | 1600 | 90-264 | 24 | 66.6 | Prekidačka napajanja sa rešetkastim kućištem | Prekidačko napajanje sa rešetkastim kućištem: 24VDC | MEAN WELL | 500.115 | 60013.8 | 12002.76 | 72016.56 | ✅ Lager
6 | RSP-2000-24 | 2000 | 90-264 | 24 | 80 | Prekidačka napajanja sa rešetkastim kućištem | Prekidačko napajanje sa rešetkastim kućištem: 24VDC | MEAN WELL | 548.064 | 65767.68 | 13153.536 | 78921.216 | ✅ Lager
4 | RSP-2400-24 | 2400 | 90-264 | 24 | 100 | Prekidačka napajanja sa rešetkastim kućištem | Prekidačko napajanje sa rešetkastim kućištem: 24VDC | MEAN WELL | 555.5 | 66660 | 13332 | 79992 | ✅ Lager
4 | RSP-3000-24 | 3000 | 90-264 | 24 | 125 | Prekidačka napajanja sa rešetkastim kućištem | Prekidačko napajanje sa rešetkastim kućištem: 24VDC | MEAN WELL | 623.7 | 74844 | 14968.8 | 89812.8 | ✅ Lager
15 | RSP-320-27 | 320 | 88-264 | 27 | 11.9 | Prekidačka napajanja sa rešetkastim kućištem | Prekidačko napajanje sa rešetkastim kućištem: 27VDC | MEAN WELL | 61.611 | 7393.32 | 1478.664 | 8871.984 | ✅ Lager
60 | LRS-35-36 | 35 | 85-264 | 36 | 1 | Prekidačka napajanja sa rešetkastim kućištem | Prekidačko napajanje sa rešetkastim kućištem: 36VDC | MEAN WELL | 12.122 | 1454.64 | 290.928 | 1745.568 | ✅ Lager
40 | LRS-100-36 | 100 | 85-264 | 36 | 2.8 | Prekidačka napajanja sa rešetkastim kućištem | Prekidačko napajanje sa rešetkastim kućištem: 36VDC | MEAN WELL | 17.952 | 2154.24 | 430.848 | 2585.088 | ✅ Lager
30 | LRS-150-36 | 150 | 85-264 | 36 | 4.3 | Prekidačka napajanja sa rešetkastim kućištem | Prekidačko napajanje sa rešetkastim kućištem: 36VDC | MEAN WELL | 21.879 | 2625.48 | 525.096 | 3150.576 | ✅ Lager
15 | LRS-200-36 | 200 | 85-264 | 36 | 5.9 | Prekidačka napajanja sa rešetkastim kućištem | Prekidačko napajanje sa rešetkastim kućištem: 36VDC | MEAN WELL | 29.414 | 3529.68 | 705.936 | 4235.616 | ✅ Lager
15 | LRS-350-36 | 350 | 85-264 | 36 | 9.7 | Prekidačka napajanja sa rešetkastim kućištem | Prekidačko napajanje sa rešetkastim kućištem: 36VDC | MEAN WELL | 36.597 | 4391.64 | 878.328 | 5269.968 | ✅ Lager
108 | RS-15-48 | 15 | 85-264 | 48 | 0.313 | Prekidačka napajanja sa rešetkastim kućištem | Prekidačko napajanje sa rešetkastim kućištem: 48VDC | MEAN WELL | 10.01 | 1201.2 | 240.24 | 1441.44 | ✅ Lager
60 | RS-25-48 | 25 | 88-264 | 48 | 0.57 | Prekidačka napajanja sa rešetkastim kućištem | Prekidačko napajanje sa rešetkastim kućištem: 48VDC | MEAN WELL | 11.627 | 1395.24 | 279.048 | 1674.288 | ✅ Lager
45 | RS-35-48 | 35 | 88-264 | 48 | 0.8 | Prekidačka napajanja sa rešetkastim kućištem | Prekidačko napajanje sa rešetkastim kućištem: 48VDC | MEAN WELL | 14.245 | 1709.4 | 341.88 | 2051.28 | ✅ Lager
60 | LRS-35-48 | 35 | 85-264 | 48 | 0.8 | Prekidačka napajanja sa rešetkastim kućištem | Prekidačko napajanje sa rešetkastim kućištem: 48VDC | MEAN WELL | 12.122 | 1454.64 | 290.928 | 1745.568 | ✅ Lager
45 | RS-50-48 | 50 | 88-264 | 48 | 1.1 | Prekidačka napajanja sa rešetkastim kućištem | Prekidačko napajanje sa rešetkastim kućištem: 48VDC | MEAN WELL | 16.038 | 1924.56 | 384.912 | 2309.472 | ✅ Lager
60 | LRS-50-48 | 50 | 85-264 | 48 | 1.1 | Prekidačka napajanja sa rešetkastim kućištem | Prekidačko napajanje sa rešetkastim kućištem: 48VDC | MEAN WELL | 13.112 | 1573.44 | 314.688 | 1888.128 | ✅ Lager
30 | RS-75-48 | 75 | 88-264 | 48 | 1.6 | Prekidačka napajanja sa rešetkastim kućištem | Prekidačko napajanje sa rešetkastim kućištem: 48VDC | MEAN WELL | 18.766 | 2251.92 | 450.384 | 2702.304 | ✅ Lager
45 | LRS-75-48 | 75 | 85-264 | 48 | 1.6 | Prekidačka napajanja sa rešetkastim kućištem | Prekidačko napajanje sa rešetkastim kućištem: 48VDC | MEAN WELL | 15.675 | 1881 | 376.2 | 2257.2 | ✅ Lager
24 | RS-100-48 | 100 | 88-264 | 48 | 2.3 | Prekidačka napajanja sa rešetkastim kućištem | Prekidačko napajanje sa rešetkastim kućištem: 48VDC | MEAN WELL | 26.268 | 3152.16 | 630.432 | 3782.592 | ✅ Lager
40 | LRS-100-48 | 100 | 85-264 | 48 | 2.3 | Prekidačka napajanja sa rešetkastim kućištem | Prekidačko napajanje sa rešetkastim kućištem: 48VDC | MEAN WELL | 17.952 | 2154.24 | 430.848 | 2585.088 | ✅ Lager
20 | RS-150-48 | 150 | 115/230 | 48 | 3.3 | Prekidačka napajanja sa rešetkastim kućištem | Prekidačko napajanje sa rešetkastim kućištem: 48VDC | MEAN WELL | 27.434 | 3292.08 | 658.416 | 3950.496 | ✅ Lager
30 | LRS-150-48 | 150 | 115/230 | 48 | 3.3 | Prekidačka napajanja sa rešetkastim kućištem | Prekidačko napajanje sa rešetkastim kućištem: 48VDC | MEAN WELL | 21.879 | 2625.48 | 525.096 | 3150.576 | ✅ Lager
15 | LRS-200-48 | 200 | 115/230 | 48 | 4.4 | Prekidačka napajanja sa rešetkastim kućištem | Prekidačko napajanje sa rešetkastim kućištem: 48VDC | MEAN WELL | 29.414 | 3529.68 | 705.936 | 4235.616 | ✅ Lager
15 | RSP-320-48 | 320 | 88-264 | 48 | 6.7 | Prekidačka napajanja sa rešetkastim kućištem | Prekidačko napajanje sa rešetkastim kućištem: 48VDC | MEAN WELL | 61.611 | 7393.32 | 1478.664 | 8871.984 | ✅ Lager
15 | LRS-350-48 | 350 | 115/230 | 48 | 7.3 | Prekidačka napajanja sa rešetkastim kućištem | Prekidačko napajanje sa rešetkastim kućištem: 48VDC | MEAN WELL | 36.597 | 4391.64 | 878.328 | 5269.968 | ✅ Lager
9 | RSP-500-48 | 500 | 85-264 | 48 | 10.5 | Prekidačka napajanja sa rešetkastim kućištem | Prekidačko napajanje sa rešetkastim kućištem: 48VDC | MEAN WELL | 116.479 | 13977.48 | 2795.496 | 16772.976 | ✅ Lager
8 | HRP-600-48 | 600 | 85-264 | 48 | 13 | Prekidačka napajanja sa rešetkastim kućištem | Prekidačko napajanje sa rešetkastim kućištem: 48VDC | MEAN WELL | 168.245 | 20189.4 | 4037.88 | 24227.28 | ✅ Lager
6 | RSP-1000-48 | 1000 | 90-264 | 48 | 21 | Prekidačka napajanja sa rešetkastim kućištem | Prekidačko napajanje sa rešetkastim kućištem: 48VDC | MEAN WELL | 287.452 | 34494.24 | 6898.848 | 41393.088 | ✅ Lager
4 | RSP-1600-48 | 1600 | 90-264 | 48 | 33.5 | Prekidačka napajanja sa rešetkastim kućištem | Prekidačko napajanje sa rešetkastim kućištem: 48VDC | MEAN WELL | 500.115 | 60013.8 | 12002.76 | 72016.56 | ✅ Lager
6 | RSP-2000-48 | 2000 | 90-264 | 48 | 42 | Prekidačka napajanja sa rešetkastim kućištem | Prekidačko napajanje sa rešetkastim kućištem: 48VDC | MEAN WELL | 548.064 | 65767.68 | 13153.536 | 78921.216 | ✅ Lager
4 | RSP-2400-48 | 2400 | 90-264 | 48 | 50 | Prekidačka napajanja sa rešetkastim kućištem | Prekidačko napajanje sa rešetkastim kućištem: 48VDC | MEAN WELL | 555.5 | 66660 | 13332 | 79992 | ✅ Lager
4 | RSP-3000-48 | 3000 | 90-264 | 48 | 62.5 | Prekidačka napajanja sa rešetkastim kućištem | Prekidačko napajanje sa rešetkastim kućištem: 48VDC | MEAN WELL | 623.7 | 74844 | 14968.8 | 89812.8 | ✅ Lager
45 | SCP-35-12 | 35 | 85-264 | 13.8 | 2.6 | Prekidačka napajanja sa rešetkastim kućištem | Prekidačko napajanje sa punjačem i UPS funkcijom (za sigurnosne sisteme, video nadzor): 12 VDC | MEAN WELL | 20.185 | 2422.2 | 484.44 | 2906.64 | ✅ Lager
30 | SCP-50-12 | 50 | 85-264 | 13.8 | 3.6 | Prekidačka napajanja sa rešetkastim kućištem | Prekidačko napajanje sa punjačem i UPS funkcijom (za sigurnosne sisteme, video nadzor): 12 VDC | MEAN WELL | 23.76 | 2851.2 | 570.24 | 3421.44 | ✅ Lager
30 | SCP-75-12 | 75 | 85-264 | 13.8 | 5.4 | Prekidačka napajanja sa rešetkastim kućištem | Prekidačko napajanje sa punjačem i UPS funkcijom (za sigurnosne sisteme, video nadzor): 12 VDC | MEAN WELL | 29.469 | 3536.28 | 707.256 | 4243.536 | ✅ Lager
24 | AD-55A | 55 | 88-264 | 13.8 | 4,0 | Prekidačka napajanja sa rešetkastim kućištem | Prekidačko napajanje sa punjačem i UPS funkcijom (za sigurnosne sisteme, video nadzor): 12 VDC | MEAN WELL | 34.859 | 4183.08 | 836.616 | 5019.696 | ✅ Lager
16 | AD-155A | 155 | 88-264 | 13.8 | 11.5 | Prekidačka napajanja sa rešetkastim kućištem | Prekidačko napajanje sa punjačem i UPS funkcijom (za sigurnosne sisteme, video nadzor): 12 VDC | MEAN WELL | 67.683 | 8121.96 | 1624.392 | 9746.352 | ✅ Lager
100 | PSC-35A-C (case) | 35 | 90-264 | 13,8 | 2,6 | Prekidačka napajanja sa rešetkastim kućištem | Prekidačko napajanje sa punjačem i UPS funkcijom (za sigurnosne sisteme, video nadzor): 12 VDC | MEAN WELL | 20.867 | 2504.04 | 500.808 | 3004.848 | ✅ Lager
45 | PSC-60A-C (case) | 60 | 90-264 | 13,8 | 4,3 | Prekidačka napajanja sa rešetkastim kućištem | Prekidačko napajanje sa punjačem i UPS funkcijom (za sigurnosne sisteme, video nadzor): 12 VDC | MEAN WELL | 31.768 | 3812.16 | 762.432 | 4574.592 | ✅ Lager
32 | PSC-100A-C (case) | 100 | 90-264 | 13,8 | 7 | Prekidačka napajanja sa rešetkastim kućištem | Prekidačko napajanje sa punjačem i UPS funkcijom (za sigurnosne sisteme, video nadzor): 12 VDC | MEAN WELL | 46.651 | 5598.12 | 1119.624 | 6717.744 | ✅ Lager
32 | PSC-160A-C (case) | 160 | 90-264 | 13,8 | 11,6 | Prekidačka napajanja sa rešetkastim kućištem | Prekidačko napajanje sa punjačem i UPS funkcijom (za sigurnosne sisteme, video nadzor): 12 VDC | MEAN WELL | 59.587 | 7150.44 | 1430.088 | 8580.528 | ✅ Lager
45 | SCP-35-24 | 35 | 85-264 | 27.6 | 1.4 | Prekidačka napajanja sa rešetkastim kućištem | Prekidačko napajanje sa punjačem i UPS funkcijom (za sigurnosne sisteme, video nadzor): 24 VDC | MEAN WELL | 20.185 | 2422.2 | 484.44 | 2906.64 | ✅ Lager
30 | SCP-50-24 | 50 | 85-264 | 27.6 | 1.8 | Prekidačka napajanja sa rešetkastim kućištem | Prekidačko napajanje sa punjačem i UPS funkcijom (za sigurnosne sisteme, video nadzor): 24 VDC | MEAN WELL | 23.76 | 2851.2 | 570.24 | 3421.44 | ✅ Lager
30 | SCP-75-24 | 75 | 85-264 | 27.6 | 2.7 | Prekidačka napajanja sa rešetkastim kućištem | Prekidačko napajanje sa punjačem i UPS funkcijom (za sigurnosne sisteme, video nadzor): 24 VDC | MEAN WELL | 29.469 | 3536.28 | 707.256 | 4243.536 | ✅ Lager
24 | AD-55B | 55 | 88-264 | 27.6 | 4,0 | Prekidačka napajanja sa rešetkastim kućištem | Prekidačko napajanje sa punjačem i UPS funkcijom (za sigurnosne sisteme, video nadzor): 24 VDC | MEAN WELL | 34.859 | 4183.08 | 836.616 | 5019.696 | ✅ Lager
16 | AD-155B | 155 | 88-264 | 27.6 | 5.5 | Prekidačka napajanja sa rešetkastim kućištem | Prekidačko napajanje sa punjačem i UPS funkcijom (za sigurnosne sisteme, video nadzor): 24 VDC | MEAN WELL | 67.683 | 8121.96 | 1624.392 | 9746.352 | ✅ Lager
100 | PSC-35B-C (case) | 35 | 90-264 | 27,6 | 1,3 | Prekidačka napajanja sa rešetkastim kućištem | Prekidačko napajanje sa punjačem i UPS funkcijom (za sigurnosne sisteme, video nadzor): 24 VDC | MEAN WELL | 20.867 | 2504.04 | 500.808 | 3004.848 | ✅ Lager
45 | PSC-60B-C (case) | 60 | 90-264 | 27,6 | 4,3 | Prekidačka napajanja sa rešetkastim kućištem | Prekidačko napajanje sa punjačem i UPS funkcijom (za sigurnosne sisteme, video nadzor): 24 VDC | MEAN WELL | 31.768 | 3812.16 | 762.432 | 4574.592 | ✅ Lager
32 | PSC-100B-C (case) | 100 | 90-264 | 27,6 | 3,5 | Prekidačka napajanja sa rešetkastim kućištem | Prekidačko napajanje sa punjačem i UPS funkcijom (za sigurnosne sisteme, video nadzor): 24 VDC | MEAN WELL | 46.651 | 5598.12 | 1119.624 | 6717.744 | ✅ Lager
32 | PSC-160B-C (case) | 160 | 90-264 | 27,6 | 5,8 | Prekidačka napajanja sa rešetkastim kućištem | Prekidačko napajanje sa punjačem i UPS funkcijom (za sigurnosne sisteme, video nadzor): 24 VDC | MEAN WELL | 59.587 | 7150.44 | 1430.088 | 8580.528 | ✅ Lager
16 | AD-155C | 155 | 88-264 | 54,0 | 2,7 | Prekidačka napajanja sa rešetkastim kućištem | Prekidačko napajanje sa punjačem i UPS funkcijom u rešetkastom kućištu: 48VDC | MEAN WELL | 67.683 | 8121.96 | 1624.392 | 9746.352 | ✅ Lager
45 | IPC-300B | 300 | 90-264 | / | / | 1U ATX | Industrijsko PC napajanje, 1U ATX | MEAN WELL | 128.579 | 15429.48 | 3085.896 | 18515.376 | ✅ Lager
/ | IPC-200 | 200 | 90-264 | / | / | 1U ATX | Industrijsko PC napajanje, 1U ATX | MEAN WELL | 113.19 | 13582.8 | 2716.56 | 16299.36 | ✅ Lager
72 | MDR-10-5 | 10 | 85-264 | 5 | 2 | Prekidačko napajanje za DIN šinu | Prekidačko napajanje za DIN šinu: 5VDC | MEAN WELL | 13.585 | 1630.2 | 326.04 | 1956.24 | ✅ Lager
140 | DR-15-5 | 15 | 85-264 | 5 | 2.4 | Prekidačko napajanje za DIN šinu | Prekidačko napajanje za DIN šinu: 5VDC | MEAN WELL | 16.665 | 1999.8 | 399.96 | 2399.76 | ✅ Lager
72 | MDR-20-5 | 20 | 85-264 | 5 | 3 | Prekidačko napajanje za DIN šinu | Prekidačko napajanje za DIN šinu: 5VDC | MEAN WELL | 16.17 | 1940.4 | 388.08 | 2328.48 | ✅ Lager
48 | DR-30-5 | 30 | 85-264 | 5 | 3 | Prekidačko napajanje za DIN šinu | Prekidačko napajanje za DIN šinu: 5VDC | MEAN WELL | 20.625 | 2475 | 495 | 2970 | ✅ Lager
42 | MDR-40-5 | 40 | 85-264 | 5 | 6 | Prekidačko napajanje za DIN šinu | Prekidačko napajanje za DIN šinu: 5VDC | MEAN WELL | 21.868 | 2624.16 | 524.832 | 3148.992 | ✅ Lager
42 | MDR-60-5 | 60 | 85-264 | 5 | 10 | Prekidačko napajanje za DIN šinu | Prekidačko napajanje za DIN šinu: 5VDC | MEAN WELL | 23.166 | 2779.92 | 555.984 | 3335.904 | ✅ Lager
160 | HDR-15-5 | 12 | 85-264 | 5 | 2.4 | Prekidačko napajanje za DIN šinu | Prekidačko napajanje za DIN šinu: 5VDC | MEAN WELL | 13.453 | 1614.36 | 322.872 | 1937.232 | ✅ Lager
96 | HDR-30-5 | 15 | 85-264 | 5 | 3 | Prekidačko napajanje za DIN šinu | Prekidačko napajanje za DIN šinu: 5VDC | MEAN WELL | 16.566 | 1987.92 | 397.584 | 2385.504 | ✅ Lager
60 | HDR-60-5 | 32.5 | 85-264 | 5 | 6.5 | Prekidačko napajanje za DIN šinu | Prekidačko napajanje za DIN šinu: 5VDC | MEAN WELL | 22.253 | 2670.36 | 534.072 | 3204.432 | ✅ Lager
72 | MDR-10-12 | 10 | 85-264 | 12 | 0.84 | Prekidačko napajanje za DIN šinu | Prekidačko napajanje za DIN šinu: 12VDC | MEAN WELL | 13.585 | 1630.2 | 326.04 | 1956.24 | ✅ Lager
140 | DR-15-12 | 15 | 85-264 | 12 | 1.25 | Prekidačko napajanje za DIN šinu | Prekidačko napajanje za DIN šinu: 12VDC | MEAN WELL | 16.665 | 1999.8 | 399.96 | 2399.76 | ✅ Lager
160 | HDR-15-12 | 15 | 85-264 | 12 | 1.25 | Prekidačko napajanje za DIN šinu | Prekidačko napajanje za DIN šinu: 12VDC | MEAN WELL | 13.453 | 1614.36 | 322.872 | 1937.232 | ✅ Lager
72 | MDR-20-12 | 20 | 85-264 | 12 | 1.67 | Prekidačko napajanje za DIN šinu | Prekidačko napajanje za DIN šinu: 12VDC | MEAN WELL | 16.17 | 1940.4 | 388.08 | 2328.48 | ✅ Lager
96 | HDR-30-12 | 30 | 85-264 | 12 | 2 | Prekidačko napajanje za DIN šinu | Prekidačko napajanje za DIN šinu: 12VDC | MEAN WELL | 16.566 | 1987.92 | 397.584 | 2385.504 | ✅ Lager
42 | MDR-40-12 | 40 | 85-264 | 12 | 3.33 | Prekidačko napajanje za DIN šinu | Prekidačko napajanje za DIN šinu: 12VDC | MEAN WELL | 21.868 | 2624.16 | 524.832 | 3148.992 | ✅ Lager
42 | MDR-60-12 | 60 | 85-264 | 12 | 5 | Prekidačko napajanje za DIN šinu | Prekidačko napajanje za DIN šinu: 12VDC | MEAN WELL | 23.166 | 2779.92 | 555.984 | 3335.904 | ✅ Lager
60 | HDR-60-12 | 60 | 88-264 | 12 | 4.5 | Prekidačko napajanje za DIN šinu | Prekidačko napajanje za DIN šinu: 12VDC | MEAN WELL | 22.253 | 2670.36 | 534.072 | 3204.432 | ✅ Lager
28 | EDR-75-12 | 75 | 90-264 | 12 | 6.3 | Prekidačko napajanje za DIN šinu | Prekidačko napajanje za DIN šinu: 12VDC | MEAN WELL | 27.962 | 3355.44 | 671.088 | 4026.528 | ✅ Lager
28 | NDR-75-12 | 75 | 90-264 | 12 | 6.3 | Prekidačko napajanje za DIN šinu | Prekidačko napajanje za DIN šinu: 12VDC | MEAN WELL | 30.8 | 3696 | 739.2 | 4435.2 | ✅ Lager
28 | SDR-75-12 | 75 | 88-264 | 12 | 6.3 | Prekidačko napajanje za DIN šinu | Prekidačko napajanje za DIN šinu: 12VDC | MEAN WELL | 39.083 | 4689.96 | 937.992 | 5627.952 | ✅ Lager
30 | MDR-100-12 | 100 | 85-264 | 12 | 7.5 | Prekidačko napajanje za DIN šinu | Prekidačko napajanje za DIN šinu: 12VDC | MEAN WELL | 41.415 | 4969.8 | 993.96 | 5963.76 | ✅ Lager
60 | HDR-100-12 | 100 | 88-264 | 12 | 7.5 | Prekidačko napajanje za DIN šinu | Prekidačko napajanje za DIN šinu: 12VDC | MEAN WELL | 32.351 | 3882.12 | 776.424 | 4658.544 | ✅ Lager
20 | DR-120-12 | 120 | 180-264 | 12 | 10 | Prekidačko napajanje za DIN šinu | Prekidačko napajanje za DIN šinu: 12VDC | MEAN WELL | 48.345 | 5801.4 | 1160.28 | 6961.68 | ✅ Lager
20 | EDR-120-12 | 120 | 90-264 | 12 | 10 | Prekidačko napajanje za DIN šinu | Prekidačko napajanje za DIN šinu: 12VDC | MEAN WELL | 31.966 | 3835.92 | 767.184 | 4603.104 | ✅ Lager
20 | NDR-120-12 | 120 | 90-264 | 12 | 10 | Prekidačko napajanje za DIN šinu | Prekidačko napajanje za DIN šinu: 12VDC | MEAN WELL | 35.959 | 4315.08 | 863.016 | 5178.096 | ✅ Lager
20 | SDR-120-12 | 120 | 88-264 | 12 | 10 | Prekidačko napajanje za DIN šinu | Prekidačko napajanje za DIN šinu: 12VDC | MEAN WELL | 62.26 | 7471.2 | 1494.24 | 8965.44 | ✅ Lager
72 | MDR-20-15 | 20 | 85-264 | 15 | 1.34 | Prekidačko napajanje za DIN šinu | Prekidačko napajanje za DIN šinu: 15VDC | MEAN WELL | 16.17 | 1940.4 | 388.08 | 2328.48 | ✅ Lager
72 | MDR-10-24 | 10 | 85-264 | 24 | 0.42 | Prekidačko napajanje za DIN šinu | Prekidačko napajanje za DIN šinu: 24VDC | MEAN WELL | 13.585 | 1630.2 | 326.04 | 1956.24 | ✅ Lager
140 | DR-15-24 | 15 | 85-264 | 24 | 0.63 | Prekidačko napajanje za DIN šinu | Prekidačko napajanje za DIN šinu: 24VDC | MEAN WELL | 16.665 | 1999.8 | 399.96 | 2399.76 | ✅ Lager
160 | HDR-15-24 | 15 | 85-264 | 24 | 0.63 | Prekidačko napajanje za DIN šinu | Prekidačko napajanje za DIN šinu: 24VDC | MEAN WELL | 13.453 | 1614.36 | 322.872 | 1937.232 | ✅ Lager
72 | MDR-20-24 | 20 | 85-264 | 24 | 1 | Prekidačko napajanje za DIN šinu | Prekidačko napajanje za DIN šinu: 24VDC | MEAN WELL | 16.17 | 1940.4 | 388.08 | 2328.48 | ✅ Lager
48 | DR-30-24 | 30 | 85-264 | 24 | 1.5 | Prekidačko napajanje za DIN šinu | Prekidačko napajanje za DIN šinu: 24VDC | MEAN WELL | 20.625 | 2475 | 495 | 2970 | ✅ Lager
96 | HDR-30-24 | 30 | 85-264 | 24 | 1.5 | Prekidačko napajanje za DIN šinu | Prekidačko napajanje za DIN šinu: 24VDC | MEAN WELL | 16.566 | 1987.92 | 397.584 | 2385.504 | ✅ Lager
42 | MDR-40-24 | 40 | 85-264 | 24 | 1.7 | Prekidačko napajanje za DIN šinu | Prekidačko napajanje za DIN šinu: 24VDC | MEAN WELL | 21.868 | 2624.16 | 524.832 | 3148.992 | ✅ Lager
42 | MDR-60-24 | 60 | 85-264 | 24 | 2.5 | Prekidačko napajanje za DIN šinu | Prekidačko napajanje za DIN šinu: 24VDC | MEAN WELL | 23.166 | 2779.92 | 555.984 | 3335.904 | ✅ Lager
48 | DR-60-24 | 60 | 88-264 | 24 | 2.5 | Prekidačko napajanje za DIN šinu | Prekidačko napajanje za DIN šinu: 24VDC | MEAN WELL | 28.05 | 3366 | 673.2 | 4039.2 | ✅ Lager
60 | HDR-60-24 | 60 | 88-264 | 24 | 2.5 | Prekidačko napajanje za DIN šinu | Prekidačko napajanje za DIN šinu: 24VDC | MEAN WELL | 22.253 | 2670.36 | 534.072 | 3204.432 | ✅ Lager
20 | DR-75-24 | 75 | 85-264 | 24 | 3.2 | Prekidačko napajanje za DIN šinu | Prekidačko napajanje za DIN šinu: 24VDC | MEAN WELL | 38.94 | 4672.8 | 934.56 | 5607.36 | ✅ Lager
28 | EDR-75-24 | 75 | 90-264 | 24 | 3.2 | Prekidačko napajanje za DIN šinu | Prekidačko napajanje za DIN šinu: 24VDC | MEAN WELL | 27.962 | 3355.44 | 671.088 | 4026.528 | ✅ Lager
28 | NDR-75-24 | 75 | 90-264 | 24 | 3.2 | Prekidačko napajanje za DIN šinu | Prekidačko napajanje za DIN šinu: 24VDC | MEAN WELL | 30.8 | 3696 | 739.2 | 4435.2 | ✅ Lager
28 | SDR-75-24 | 75 | 88-264 | 24 | 3.2 | Prekidačko napajanje za DIN šinu | Prekidačko napajanje za DIN šinu: 24VDC | MEAN WELL | 39.083 | 4689.96 | 937.992 | 5627.952 | ✅ Lager
30 | MDR-100-24 | 100 | 85-264 | 24 | 4 | Prekidačko napajanje za DIN šinu | Prekidačko napajanje za DIN šinu: 24VDC | MEAN WELL | 41.415 | 4969.8 | 993.96 | 5963.76 | ✅ Lager
36 | DR-100-24 | 100 | 88-264 | 24 | 4.2 | Prekidačko napajanje za DIN šinu | Prekidačko napajanje za DIN šinu: 24VDC | MEAN WELL | 39.93 | 4791.6 | 958.32 | 5749.92 | ✅ Lager
60 | HDR-100-24 | 100 | 88-264 | 24 | 4.2 | Prekidačko napajanje za DIN šinu | Prekidačko napajanje za DIN šinu: 24VDC | MEAN WELL | 32.351 | 3882.12 | 776.424 | 4658.544 | ✅ Lager
20 | DR-120-24 | 120 | 180-264 | 24 | 5 | Prekidačko napajanje za DIN šinu | Prekidačko napajanje za DIN šinu: 24VDC | MEAN WELL | 48.345 | 5801.4 | 1160.28 | 6961.68 | ✅ Lager
20 | EDR-120-24 | 120 | 90-264 | 24 | 5 | Prekidačko napajanje za DIN šinu | Prekidačko napajanje za DIN šinu: 24VDC | MEAN WELL | 31.966 | 3835.92 | 767.184 | 4603.104 | ✅ Lager
20 | NDR-120-24 | 120 | 90-264 | 24 | 5 | Prekidačko napajanje za DIN šinu | Prekidačko napajanje za DIN šinu: 24VDC | MEAN WELL | 35.959 | 4315.08 | 863.016 | 5178.096 | ✅ Lager
20 | SDR-120-24 | 120 | 88-264 | 24 | 5 | Prekidačko napajanje za DIN šinu | Prekidačko napajanje za DIN šinu: 24VDC | MEAN WELL | 62.26 | 7471.2 | 1494.24 | 8965.44 | ✅ Lager
20 | WDR-120-24 | 120 | 180-550 | 24 | 5 | Prekidačko napajanje za DIN šinu | Prekidačko napajanje za DIN šinu: 24VDC | MEAN WELL | 75.064 | 9007.68 | 1801.536 | 10809.216 | ✅ Lager
20 | EDR-150-24 | 150 | 90-264 | 24 | 6.5 | Prekidačko napajanje za DIN šinu | Prekidačko napajanje za DIN šinu: 24VDC | MEAN WELL | 34.045 | 4085.4 | 817.08 | 4902.48 | ✅ Lager
12 | NDR-240-24 | 240 | 90-264 | 48 | 10 | Prekidačko napajanje za DIN šinu | Prekidačko napajanje za DIN šinu: 24VDC | MEAN WELL | 60.181 | 7221.72 | 1444.344 | 8666.064 | ✅ Lager
12 | DRP-240-24 | 240 | 85-264 | 24 | 10 | Prekidačko napajanje za DIN šinu | Prekidačko napajanje za DIN šinu: 24VDC | MEAN WELL | 61.094 | 7331.28 | 1466.256 | 8797.536 | ✅ Lager
12 | SDR-240-24 | 240 | 88-264 | 24 | 10 | Prekidačko napajanje za DIN šinu | Prekidačko napajanje za DIN šinu: 24VDC | MEAN WELL | 106.381 | 12765.72 | 2553.144 | 15318.864 | ✅ Lager
12 | WDR-240-24 | 240 | 180-550 | 24 | 10 | Prekidačko napajanje za DIN šinu | Prekidačko napajanje za DIN šinu: 24VDC | MEAN WELL | 145.992 | 17519.04 | 3503.808 | 21022.848 | ✅ Lager
8 | NDR-480-24 | 480 | 90-264 | 48 | 20 | Prekidačko napajanje za DIN šinu | Prekidačko napajanje za DIN šinu: 24VDC | MEAN WELL | 117.524 | 14102.88 | 2820.576 | 16923.456 | ✅ Lager
6 | DRP-480-24 | 480 | 180-264 | 24 | 20 | Prekidačko napajanje za DIN šinu | Prekidačko napajanje za DIN šinu: 24VDC | MEAN WELL | 105.644 | 12677.28 | 2535.456 | 15212.736 | ✅ Lager
8 | SDR-480-24 | 480 | 90-264 | 24 | 20 | Prekidačko napajanje za DIN šinu | Prekidačko napajanje za DIN šinu: 24VDC | MEAN WELL | 172.777 | 20733.24 | 4146.648 | 24879.888 | ✅ Lager
8 | WDR-480-24 | 480 | 180-550 | 24 | 20 | Prekidačko napajanje za DIN šinu | Prekidačko napajanje za DIN šinu: 24VDC | MEAN WELL | 185.075 | 22209 | 4441.8 | 26650.8 | ✅ Lager
6 | SDR-960-24 | 960 | 180-264 | 24 | 40 | Prekidačko napajanje za DIN šinu | Prekidačko napajanje za DIN šinu: 24VDC | MEAN WELL | 278.773 | 33452.76 | 6690.552 | 40143.312 | ✅ Lager
42 | MDR-40-48 | 40 | 85-264 | 48 | 0.83 | Prekidačko napajanje za DIN šinu | Prekidačko napajanje za DIN šinu: 48VDC | MEAN WELL | 21.868 | 2624.16 | 524.832 | 3148.992 | ✅ Lager
42 | MDR-60-48 | 60 | 85-264 | 48 | 1.25 | Prekidačko napajanje za DIN šinu | Prekidačko napajanje za DIN šinu: 48VDC | MEAN WELL | 23.166 | 2779.92 | 555.984 | 3335.904 | ✅ Lager
60 | HDR-60-48 | 60 | 85-264 | 48 | 1.25 | Prekidačko napajanje za DIN šinu | Prekidačko napajanje za DIN šinu: 48VDC | MEAN WELL | 22.253 | 2670.36 | 534.072 | 3204.432 | ✅ Lager
28 | EDR-75-48 | 75 | 90-264 | 48 | 1.6 | Prekidačko napajanje za DIN šinu | Prekidačko napajanje za DIN šinu: 48VDC | MEAN WELL | 27.962 | 3355.44 | 671.088 | 4026.528 | ✅ Lager
28 | NDR-75-48 | 75 | 90-264 | 48 | 1.6 | Prekidačko napajanje za DIN šinu | Prekidačko napajanje za DIN šinu: 48VDC | MEAN WELL | 30.8 | 3696 | 739.2 | 4435.2 | ✅ Lager
28 | SDR-75-48 | 75 | 88-264 | 48 | 1.6 | Prekidačko napajanje za DIN šinu | Prekidačko napajanje za DIN šinu: 48VDC | MEAN WELL | 39.083 | 4689.96 | 937.992 | 5627.952 | ✅ Lager
20 | EDR-120-48 | 120 | 90-264 | 48 | 2.5 | Prekidačko napajanje za DIN šinu | Prekidačko napajanje za DIN šinu: 48VDC | MEAN WELL | 31.966 | 3835.92 | 767.184 | 4603.104 | ✅ Lager
20 | NDR-120-48 | 120 | 90-264 | 48 | 2.5 | Prekidačko napajanje za DIN šinu | Prekidačko napajanje za DIN šinu: 48VDC | MEAN WELL | 35.959 | 4315.08 | 863.016 | 5178.096 | ✅ Lager
20 | SDR-120-48 | 120 | 88-264 | 48 | 2.5 | Prekidačko napajanje za DIN šinu | Prekidačko napajanje za DIN šinu: 48VDC | MEAN WELL | 62.26 | 7471.2 | 1494.24 | 8965.44 | ✅ Lager
20 | WDR-120-48 | 120 | 180-550 | 48 | 2.5 | Prekidačko napajanje za DIN šinu | Prekidačko napajanje za DIN šinu: 48VDC | MEAN WELL | 75.064 | 9007.68 | 1801.536 | 10809.216 | ✅ Lager
12 | NDR-240-48 | 240 | 90-264 | 48 | 5 | Prekidačko napajanje za DIN šinu | Prekidačko napajanje za DIN šinu: 48VDC | MEAN WELL | 60.181 | 7221.72 | 1444.344 | 8666.064 | ✅ Lager
12 | SDR-240-48 | 240 | 88-264 | 48 | 5 | Prekidačko napajanje za DIN šinu | Prekidačko napajanje za DIN šinu: 48VDC | MEAN WELL | 106.381 | 12765.72 | 2553.144 | 15318.864 | ✅ Lager
12 | WDR-240-48 | 240 | 180-550 | 48 | 5 | Prekidačko napajanje za DIN šinu | Prekidačko napajanje za DIN šinu: 48VDC | MEAN WELL | 145.992 | 17519.04 | 3503.808 | 21022.848 | ✅ Lager
8 | NDR-480-48 | 480 | 90-264 | 48 | 10 | Prekidačko napajanje za DIN šinu | Prekidačko napajanje za DIN šinu: 48VDC | MEAN WELL | 117.524 | 14102.88 | 2820.576 | 16923.456 | ✅ Lager
6 | DRP-480-48 | 480 | 180-264 | 48 | 10 | Prekidačko napajanje za DIN šinu | Prekidačko napajanje za DIN šinu: 48VDC | MEAN WELL | 105.644 | 12677.28 | 2535.456 | 15212.736 | ✅ Lager
8 | SDR-480-48 | 480 | 90-264 | 48 | 10 | Prekidačko napajanje za DIN šinu | Prekidačko napajanje za DIN šinu: 48VDC | MEAN WELL | 172.777 | 20733.24 | 4146.648 | 24879.888 | ✅ Lager
6 | SDR-960-48 | 960 | 180-264 | 48 | 20 | Prekidačko napajanje za DIN šinu | Prekidačko napajanje za DIN šinu: 48VDC | MEAN WELL | 278.773 | 33452.76 | 6690.552 | 40143.312 | ✅ Lager
42 | DRA-40-12 | 40 | 85-264 | 12 | 0~3,34 | Prekidačko napajanje za DIN šinu | Napajanje za DIN šinu sa programiranjem izlaznog nivoa struje od 10% do 100% | MEAN WELL | 26.015 | 3121.8 | 624.36 | 3746.16 | ✅ Lager
42 | DRA-60-12 | 60 | 85-264 | 12 | 0~5 | Prekidačko napajanje za DIN šinu | Napajanje za DIN šinu sa programiranjem izlaznog nivoa struje od 10% do 100% | MEAN WELL | 28.6 | 3432 | 686.4 | 4118.4 | ✅ Lager
12 | TDR-240-24 | 240 | 3f 340-550 | 24 | 10 | Prekidačko napajanje za DIN šinu | Prekidačko napajanje za DIN šinu za 2f i 3f ulazne napone: 24VDC | MEAN WELL | 93.676 | 11241.12 | 2248.224 | 13489.344 | ✅ Lager
6 | TDR-480-24 | 480 | 3f 340-550 | 24 | 20 | Prekidačko napajanje za DIN šinu | Prekidačko napajanje za DIN šinu za 2f i 3f ulazne napone: 24VDC | MEAN WELL | 158.466 | 19015.92 | 3803.184 | 22819.104 | ✅ Lager
6 | TDR-960-24 | 960 | 3f 340-550 | 24 | 40 | Prekidačko napajanje za DIN šinu | Prekidačko napajanje za DIN šinu za 2f i 3f ulazne napone: 24VDC | MEAN WELL | 307.01 | 36841.2 | 7368.24 | 44209.44 | ✅ Lager
12 | TDR-240-48 | 240 | 3f 340-550 | 24 | 5 | Prekidačko napajanje za DIN šinu | Prekidačko napajanje za DIN šinu za 2f i 3f ulazne napone: 48VDC | MEAN WELL | 93.676 | 11241.12 | 2248.224 | 13489.344 | ✅ Lager
8 | TDR-480-48 | 480 | 3f 340-550 | 48 | 10 | Prekidačko napajanje za DIN šinu | Prekidačko napajanje za DIN šinu za 2f i 3f ulazne napone: 48VDC | MEAN WELL | 158.466 | 19015.92 | 3803.184 | 22819.104 | ✅ Lager
6 | TDR-960-48 | 960 | 3f 340-550 | 48 | 20 | Prekidačko napajanje za DIN šinu | Prekidačko napajanje za DIN šinu za 2f i 3f ulazne napone: 48VDC | MEAN WELL | 307.01 | 36841.2 | 7368.24 | 44209.44 | ✅ Lager
42 | DRC-40A | 40 | 90-264 | 13.8 | 2.9 | Prekidačko napajanje za DIN šinu | Prekidačko napajanje sa UPS funkcijom za DIN šinu (za sigurnosne sisteme): 12VDC | MEAN WELL | 33.385 | 4006.2 | 801.24 | 4807.44 | ✅ Lager
42 | DRC-60A | 60 | 90-264 | 13.8 | 4.3 | Prekidačko napajanje za DIN šinu | Prekidačko napajanje sa UPS funkcijom za DIN šinu (za sigurnosne sisteme): 12VDC | MEAN WELL | 39.193 | 4703.16 | 940.632 | 5643.792 | ✅ Lager
30 | DRC-100A | 100 | 90-264 | 13.8 | 7,0 | Prekidačko napajanje za DIN šinu | Prekidačko napajanje sa UPS funkcijom za DIN šinu (za sigurnosne sisteme): 12VDC | MEAN WELL | 55.583 | 6669.96 | 1333.992 | 8003.952 | ✅ Lager
42 | DRC-40B | 40 | 90-264 | 27.6 | 1,45 | Prekidačko napajanje za DIN šinu | Prekidačko napajanje sa UPS funkcijom za DIN šinu (za sigurnosne sisteme): 24VDC | MEAN WELL | 33.385 | 4006.2 | 801.24 | 4807.44 | ✅ Lager
42 | DRC-60B | 60 | 90-264 | 27.6 | 2,15 | Prekidačko napajanje za DIN šinu | Prekidačko napajanje sa UPS funkcijom za DIN šinu (za sigurnosne sisteme): 24VDC | MEAN WELL | 39.193 | 4703.16 | 940.632 | 5643.792 | ✅ Lager
30 | DRC-100B | 100 | 90-264 | 27.6 | 1,25 | Prekidačko napajanje za DIN šinu | Prekidačko napajanje sa UPS funkcijom za DIN šinu (za sigurnosne sisteme): 24VDC | MEAN WELL | 55.583 | 6669.96 | 1333.992 | 8003.952 | ✅ Lager
20 | DR-RDN20** |  | 21-28 | 24 | 0-20 | Prekidačko napajanje za DIN šinu | Prekidačko napajanje za DIN šinu sa redundansnom i UPS funkcijom | MEAN WELL | 33 | 3960 | 792 | 4752 | ✅ Lager
20 | DR-UPS40 |  | 24-29 | 24 | 0-40 | Prekidačko napajanje za DIN šinu | Prekidačko napajanje za DIN šinu sa redundansnom i UPS funkcijom | MEAN WELL | 52.635 | 6316.2 | 1263.24 | 7579.44 | ✅ Lager
160 | DDR-15L-5 | 15 | 18~75 | 5 | 3 | DC/DC konvertor DIN RAIL TYPE | DC/DC konvertori din rail type : 5VDC | MEAN WELL | 21.956 | 2634.72 | 526.944 | 3161.664 | ✅ Lager
160 | DDR-15G-12 | 15 | 9~36 | 12 | 1.25 | DC/DC konvertor DIN RAIL TYPE | DC/DC konvertori din rail type : 12VDC | MEAN WELL | 21.956 | 2634.72 | 526.944 | 3161.664 | ✅ Lager
96 | DDR-30G-12 | 30 | 9~36 | 12 | 2.5 | DC/DC konvertor DIN RAIL TYPE | DC/DC konvertori din rail type : 12VDC | MEAN WELL | 29.26 | 3511.2 | 702.24 | 4213.44 | ✅ Lager
60 | DDR-60G-12 | 60 | 9~36 | 12 | 5 | DC/DC konvertor DIN RAIL TYPE | DC/DC konvertori din rail type : 12VDC | MEAN WELL | 32.329 | 3879.48 | 775.896 | 4655.376 | ✅ Lager
60 | DDR-60L-12 | 60 | 18~75 | 12 | 5 | DC/DC konvertor DIN RAIL TYPE | DC/DC konvertori din rail type : 12VDC | MEAN WELL | 32.329 | 3879.48 | 775.896 | 4655.376 | ✅ Lager
28 | DDR-120A-12 | 120 | 9~18 | 12 | 10 | DC/DC konvertor DIN RAIL TYPE | DC/DC konvertori din rail type : 12VDC | MEAN WELL | 67.606 | 8112.72 | 1622.544 | 9735.264 | ✅ Lager
28 | DDR-120B-12 | 120 | 16,8~33,6 | 12 | 10 | DC/DC konvertor DIN RAIL TYPE | DC/DC konvertori din rail type : 12VDC | MEAN WELL | 67.606 | 8112.72 | 1622.544 | 9735.264 | ✅ Lager
160 | DDR-15G-24 | 15 | 9~36 | 24 | 0.63 | DC/DC konvertor DIN RAIL TYPE | DC/DC konvertori din rail type : 24VDC | MEAN WELL | 21.956 | 2634.72 | 526.944 | 3161.664 | ✅ Lager
96 | DDR-30G-24 | 30 | 9~36 | 24 | 1.25 | DC/DC konvertor DIN RAIL TYPE | DC/DC konvertori din rail type : 24VDC | MEAN WELL | 29.26 | 3511.2 | 702.24 | 4213.44 | ✅ Lager
60 | DDR-60G-24 | 60 | 9~36 | 24 | 2.5 | DC/DC konvertor DIN RAIL TYPE | DC/DC konvertori din rail type : 24VDC | MEAN WELL | 32.329 | 3879.48 | 775.896 | 4655.376 | ✅ Lager
28 | DDR-120A-24 | 120 | 9~18 | 24 | 5 | DC/DC konvertor DIN RAIL TYPE | DC/DC konvertori din rail type : 24VDC | MEAN WELL | 67.606 | 8112.72 | 1622.544 | 9735.264 | ✅ Lager
28 | DDR-120B-24 | 120 | 16,8~33,6 | 24 | 5 | DC/DC konvertor DIN RAIL TYPE | DC/DC konvertori din rail type : 24VDC | MEAN WELL | 67.606 | 8112.72 | 1622.544 | 9735.264 | ✅ Lager
28 | DDR-120C-24 | 120 | 33,6~67,2 | 24 | 5 | DC/DC konvertor DIN RAIL TYPE | DC/DC konvertori din rail type : 24VDC | MEAN WELL | 67.606 | 8112.72 | 1622.544 | 9735.264 | ✅ Lager
28 | DDR-120D-24 | 120 | 67,2~154 | 24 | 5 | DC/DC konvertor DIN RAIL TYPE | DC/DC konvertori din rail type : 24VDC | MEAN WELL | 67.606 | 8112.72 | 1622.544 | 9735.264 | ✅ Lager
- | DDR-240B-24 | 240 | 16,8~33,6 | 24 | 10 | DC/DC konvertor DIN RAIL TYPE | DC/DC konvertori din rail type : 24VDC | MEAN WELL | 99.154 | 11898.48 | 2379.696 | 14278.176 | ✅ Lager
- | DDR-240C-24 | 240 | 33,6~67,2 | 24 | 10 | DC/DC konvertor DIN RAIL TYPE | DC/DC konvertori din rail type : 24VDC | MEAN WELL | 99.154 | 11898.48 | 2379.696 | 14278.176 | ✅ Lager
- | DDR-240D-24 | 240 | 67,2~154 | 24 | 10 | DC/DC konvertor DIN RAIL TYPE | DC/DC konvertori din rail type : 24VDC | MEAN WELL | 99.154 | 11898.48 | 2379.696 | 14278.176 | ✅ Lager
1 | DRP02 | - | - | - | - | Prateća oprema | dodatak za montažu na DIN RAIL LRS-75, S-15, S-25,… / SP-100… SP-150, SP-200… / SP-75… USP-225... | MEAN WELL |  | 0 | 0 | 0 | ✅ Lager
1 | DRP03 | - | - | - | - | Prateća oprema | dodatak za montažu na DIN RAIL ALL MODELS | MEAN WELL |  | 0 | 0 | 0 | ✅ Lager
100 | TBC-05 | - | - | - | - | Prateća oprema | zaštita za terminal blok SD-50, RS-75, SD-25, RS-50, RS-35, RSP-75, LRS-35/50, LRS-75 | MEAN WELL |  | 0 | 0 | 0 | ✅ Lager
100 | TBC-07 | - | - | - | - | Prateća oprema | zaštita za terminal blok RD-85,RS-100, RS-125, RS-150, SD-100, SD-150, RSP-100, RSP-150, LRS-100, LRS-150 | MEAN WELL |  | 0 | 0 | 0 | ✅ Lager
1 | DR-UPS40-BAT12/5 | - | - | - | - | Prateća oprema | Baterija 12V/5Ah DIN RAIL | MEAN WELL | 55 | 6600 | 1320 | 7920 | ✅ Lager
1 | DR-UPS40-BAT12/7 | - | - | - | - | Prateća oprema | Baterija 12V/7Ah DIN RAIL | MEAN WELL | 60 | 7200 | 1440 | 8640 | ✅ Lager
1 | DR-UPS40-BAT24/2,3 | - | - | - | - | Prateća oprema | Baterija 24V/2,3Ah DIN RAIL | MEAN WELL | 67 | 8040 | 1608 | 9648 | ✅ Lager
1 | DR-UPS40-BAT24/5 | - | - | - | - | Prateća oprema | Baterija 24V/5Ah DIN RAIL | MEAN WELL | 75 | 9000 | 1800 | 10800 | ✅ Lager
1 | DR-UPS40-BAT24/7 | - | - | - | - | Prateća oprema | Baterija 12V/5Ah DIN RAIL | MEAN WELL | 95 | 11400 | 2280 | 13680 | ✅ Lager
1 | DR-UPS40-BAT24/12 | - | - | - | - | Prateća oprema | Baterija 24V/12Ah DIN RAIL | MEAN WELL | 105 | 12600 | 2520 | 15120 | ✅ Lager
C | IRM-03-3.3 | 85-305 |  | 3.3 | 0.9 | Prekidačka napajanja bez kućišta | Prekidačko napajanje bez kućišta / industrijsko napajanje - modularno: 3,3VDC | MEAN WELL | 6.01 | 721.2 | 144.24 | 865.44 | ✅ Lager
640 | IRM-02-5 | 2 | 85-305 | 5 | 0.4 | Prekidačka napajanja bez kućišta | Prekidačko napajanje bez kućišta / industrijsko napajanje - modularno: 5VDC | MEAN WELL | 5.28 | 633.6 | 126.72 | 760.32 | ✅ Lager
560 | IRM-03-5 | 3 | 85-305 | 5 | 0.6 | Prekidačka napajanja bez kućišta | Prekidačko napajanje bez kućišta / industrijsko napajanje - modularno: 5VDC | MEAN WELL | 6.006 | 720.72 | 144.144 | 864.864 | ✅ Lager
270 | IRM-05-5 | 5 | 85-264 | 5 | 1 | Prekidačka napajanja bez kućišta | Prekidačko napajanje bez kućišta / industrijsko napajanje - modularno: 5VDC | MEAN WELL | 7.711 | 925.32 | 185.064 | 1110.384 | ✅ Lager
270 | IRM-10-5 | 10 | 85-305 | 5 | 2 | Prekidačka napajanja bez kućišta | Prekidačko napajanje bez kućišta / industrijsko napajanje - modularno: 5VDC | MEAN WELL | 8.69 | 1042.8 | 208.56 | 1251.36 | ✅ Lager
240 | IRM-20-5 | 20 | 85-305 | 5 | 4 | Prekidačka napajanja bez kućišta | Prekidačko napajanje bez kućišta / industrijsko napajanje - modularno: 5VDC | MEAN WELL | 11.077 | 1329.24 | 265.848 | 1595.088 | ✅ Lager
240 | IRM-20-5 | 20 | 85-264 | 5 | 4 | Prekidačka napajanja bez kućišta | Prekidačko napajanje bez kućišta / industrijsko napajanje - modularno: 5VDC | MEAN WELL | 11.077 | 1329.24 | 265.848 | 1595.088 | ✅ Lager
144 | IRM-30-5 | 30 | 85-264 | 5 | 6 | Prekidačka napajanja bez kućišta | Prekidačko napajanje bez kućišta / industrijsko napajanje - modularno: 5VDC | MEAN WELL | 14.828 | 1779.36 | 355.872 | 2135.232 | ✅ Lager
60 | IRM-45-5 | 40 | 85-264 | 5 | 8 | Prekidačka napajanja bez kućišta | Prekidačko napajanje bez kućišta / industrijsko napajanje - modularno: 5VDC | MEAN WELL | 15.455 | 1854.6 | 370.92 | 2225.52 | ✅ Lager
60 | IRM-60-5 | 50 | 85-264 | 5 | 10 | Prekidačka napajanja bez kućišta | Prekidačko napajanje bez kućišta / industrijsko napajanje - modularno: 5VDC | MEAN WELL | 17.303 | 2076.36 | 415.272 | 2491.632 | ✅ Lager
560 | IRM-03-12 | 3 | 85-305 | 12 | 0.25 | Prekidačka napajanja bez kućišta | Prekidačko napajanje bez kućišta / industrijsko napajanje -modularno: 12VDC | MEAN WELL | 6.006 | 720.72 | 144.144 | 864.864 | ✅ Lager
270 | IRM-10-12 | 10 | 85-305 | 12 | 0,85 | Prekidačka napajanja bez kućišta | Prekidačko napajanje bez kućišta / industrijsko napajanje -modularno: 12VDC | MEAN WELL | 8.69 | 1042.8 | 208.56 | 1251.36 | ✅ Lager
144 | IRM-30-12 | 30 | 85-264 | 12 | 2,5 | Prekidačka napajanja bez kućišta | Prekidačko napajanje bez kućišta / industrijsko napajanje -modularno: 12VDC | MEAN WELL | 14.828 | 1779.36 | 355.872 | 2135.232 | ✅ Lager
120 | IRM-30-12ST | 30 | 85-264 | 12 | 2,5 | Prekidačka napajanja bez kućišta | Prekidačko napajanje bez kućišta / industrijsko napajanje -modularno: 12VDC | MEAN WELL | 15.939 | 1912.68 | 382.536 | 2295.216 | ✅ Lager
60 | IRM-45-12 | 45 | 85-264 | 12 | 3,8 | Prekidačka napajanja bez kućišta | Prekidačko napajanje bez kućišta / industrijsko napajanje -modularno: 12VDC | MEAN WELL | 15.455 | 1854.6 | 370.92 | 2225.52 | ✅ Lager
60 | IRM-60-12 | 60 | 85-264 | 12 | 5 | Prekidačka napajanja bez kućišta | Prekidačko napajanje bez kućišta / industrijsko napajanje -modularno: 12VDC | MEAN WELL | 17.303 | 2076.36 | 415.272 | 2491.632 | ✅ Lager
270 | IRM-05-15 | 5 | 85-264 | 15 | 0.33 | Prekidačka napajanja bez kućišta | Prekidačko napajanje bez kućišta / industrijsko napajanje - modularno: 15VDC | MEAN WELL | 7.711 | 925.32 | 185.064 | 1110.384 | ✅ Lager
240 | IRM-15-15 | 15 | 85-264 | 15 | 1 | Prekidačka napajanja bez kućišta | Prekidačko napajanje bez kućišta / industrijsko napajanje - modularno: 15VDC | MEAN WELL | 10.131 | 1215.72 | 243.144 | 1458.864 | ✅ Lager
60 | IRM-45-24 | 45 | 85-264 | 24 | 1,9 | Prekidačka napajanja bez kućišta | Prekidačko napajanje bez kućišta / industrijsko napajanje -modularno: 24VDC | MEAN WELL | 15.455 | 1854.6 | 370.92 | 2225.52 | ✅ Lager
60 | IRM-60-24 | 60 | 85-264 | 24 | 2,5 | Prekidačka napajanja bez kućišta | Prekidačko napajanje bez kućišta / industrijsko napajanje -modularno: 24VDC | MEAN WELL | 17.303 | 2076.36 | 415.272 | 2491.632 | ✅ Lager
60 | IRM-60-48 | 60 | 85-264 | 48 | 1,25 | Prekidačka napajanja bez kućišta | Prekidačko napajanje bez kućišta / industrijsko napajanje -modularno: 48VDC | MEAN WELL | 17.3 | 2076 | 415.2 | 2491.2 | ✅ Lager
60 | IRM-60-48 | 60 | 85-264 | 48 | 1,25 | Prekidačka napajanja bez kućišta | Prekidačko napajanje bez kućišta / industrijsko napajanje -modularno: 48VDC | MEAN WELL | 17.3 | 2076 | 415.2 | 2491.2 | ✅ Lager
45 | EPS-45-5C | 40 | 90-264 | 5 | 8 | Prekidačka napajanja bez kućišta | Prekidačko napajanje bez kućišta / industrijsko napajanje - general P.C.B.: 5VDC | MEAN WELL | 20.185 | 2422.2 | 484.44 | 2906.64 | ✅ Lager
120 | EPS-45S-5C | 40 | 90-264 | 5 | 8 | Prekidačka napajanja bez kućišta | Prekidačko napajanje bez kućišta / industrijsko napajanje - general P.C.B.: 5VDC | MEAN WELL | 18.194 | 2183.28 | 436.656 | 2619.936 | ✅ Lager
96 | EPS-65-5 | 55 | 90-264 | 5 | 11 | Prekidačka napajanja bez kućišta | Prekidačko napajanje bez kućišta / industrijsko napajanje - general P.C.B.: 5VDC | MEAN WELL | 15.279 | 1833.48 | 366.696 | 2200.176 | ✅ Lager
96 | EPS-65-7.5 | 60 | 90-264 | 7,5 | 8 | Prekidačka napajanja bez kućišta | Prekidačko napajanje bez kućišta / industrijsko napajanje - general P.C.B.: 7,5VDC | MEAN WELL | 15.28 | 1833.6 | 366.72 | 2200.32 | ✅ Lager
120 | EPP-100-12 | 75,6//102 | 90-264 | 12 | 6,3/8,5 | Prekidačka napajanja bez kućišta | Prekidačko napajanje bez kućišta sa PFC: 12VDC | MEAN WELL | 41.162 | 4939.44 | 987.888 | 5927.328 | ✅ Lager
120 | EPP-150-12 | 100,8/150 | 85-264 | 12 | 8,4/12,5 | Prekidačka napajanja bez kućišta | Prekidačko napajanje bez kućišta sa PFC: 12VDC | MEAN WELL | 49.698 | 5963.76 | 1192.752 | 7156.512 | ✅ Lager
120 | EPP-200-12 | 200 | 85-264 | 12 | 2,8 | Prekidačka napajanja bez kućišta | Prekidačko napajanje bez kućišta sa PFC: 12VDC | MEAN WELL | 52.25 | 6270 | 1254 | 7524 | ✅ Lager
120 | EPS-25-12 | 25 | 85-264 | 12 | 2,1 | Prekidačka napajanja bez kućišta | Prekidačko napajanje bez kućišta / industrijsko napajanje - general P.C.B.: 12VDC | MEAN WELL | 13.079 | 1569.48 | 313.896 | 1883.376 | ✅ Lager
120 | EPS-35-12 | 36 | 85-264 | 12 | 3 | Prekidačka napajanja bez kućišta | Prekidačko napajanje bez kućišta / industrijsko napajanje - general P.C.B.: 12VDC | MEAN WELL | 14.509 | 1741.08 | 348.216 | 2089.296 | ✅ Lager
96 | EPS-45-12 | 45 | 85-264 | 12 | 3,75 | Prekidačka napajanja bez kućišta | Prekidačko napajanje bez kućišta / industrijsko napajanje - general P.C.B.: 12VDC | MEAN WELL | 13.97 | 1676.4 | 335.28 | 2011.68 | ✅ Lager
45 | EPS-45-12C | 45 | 85-264 | 12 | 3,75 | Prekidačka napajanja bez kućišta | Prekidačko napajanje bez kućišta / industrijsko napajanje - general P.C.B.: 12VDC | MEAN WELL | 20.185 | 2422.2 | 484.44 | 2906.64 | ✅ Lager
96 | EPS-65-12 | 65 | 90-264 | 12 | 5,42 | Prekidačka napajanja bez kućišta | Prekidačko napajanje bez kućišta / industrijsko napajanje - general P.C.B.: 12VDC | MEAN WELL | 15.279 | 1833.48 | 366.696 | 2200.176 | ✅ Lager
120 | EPS-35-15 | 36 | 85-264 | 15 | 2,4 | Prekidačka napajanja bez kućišta | Prekidačko napajanje bez kućišta / industrijsko napajanje - general P.C.B.: 15VDC | MEAN WELL | 14.51 | 1741.2 | 348.24 | 2089.44 | ✅ Lager
36 | PPS-125-27 | 125 | 90-264 | 27 | 4,6 | Prekidačka napajanja bez kućišta | Prekidačko napajanje bez kućišta / industrijsko napajanje - general P.C.B.: 24VDC | MEAN WELL | 50.49 | 6058.8 | 1211.76 | 7270.56 | ✅ Lager
96 | EPS-65-24 | 65 | 90-264 | 24 | 2,71 | Prekidačka napajanja bez kućišta | Prekidačko napajanje bez kućišta / industrijsko napajanje - general P.C.B.: 24VDC | MEAN WELL | 15.279 | 1833.48 | 366.696 | 2200.176 | ✅ Lager
45 | EPS-65-24C | 65 | 90-264 | 24 | 2,71 | Prekidačka napajanja bez kućišta | Prekidačko napajanje bez kućišta / industrijsko napajanje - general P.C.B.: 24VDC | MEAN WELL | 19.921 | 2390.52 | 478.104 | 2868.624 | ✅ Lager
72 | EPS-120-24 | 120 | 80-264 | 24 | 3,5 | Prekidačka napajanja bez kućišta | Prekidačko napajanje bez kućišta / industrijsko napajanje - general P.C.B.: 24VDC | MEAN WELL | 22.902 | 2748.24 | 549.648 | 3297.888 | ✅ Lager
C | EPP-400-24 | 252/400,8 | 80-264 | 24 | 10,5/16,7 | Prekidačka napajanja bez kućišta | Prekidačko napajanje bez kućišta sa PFC: 24VDC | MEAN WELL | 86.988 | 10438.56 | 2087.712 | 12526.272 | ✅ Lager
72 | MPS-45-5 | 45 | 88-264 | 5 | 8,0 | Prekidačka napajanja bez kućišta | Prekidačko napajanje bez kućišta / medicinsko napajanje - P.C.B.: 5VDC | MEAN WELL | 22.99 | 2758.8 | 551.76 | 3310.56 | ✅ Lager
120 | RPS-45-5 | 45 | 80-264 | 5 | 8,0 | Prekidačka napajanja bez kućišta | Prekidačko napajanje bez kućišta / medicinsko napajanje - P.C.B.: 5VDC | MEAN WELL | 15.785 | 1894.2 | 378.84 | 2273.04 | ✅ Lager
120 | MFM-10-12 | 10 | 85-264 | 12 | 0,85 | Prekidačka napajanja bez kućišta | Prekidačko napajanje bez kućišta / medicinsko napajanje - P.C.B.: 12VDC | MEAN WELL | 10.186 | 1222.32 | 244.464 | 1466.784 | ✅ Lager
120 | MFM-15-12 | 15 | 85-264 | 12 | 1,25 | Prekidačka napajanja bez kućišta | Prekidačko napajanje bez kućišta / medicinsko napajanje - P.C.B.: 12VDC | MEAN WELL | 11.275 | 1353 | 270.6 | 1623.6 | ✅ Lager
105 | MFM-20-12 | 20 | 85-264 | 12 | 1,8 | Prekidačka napajanja bez kućišta | Prekidačko napajanje bez kućišta / medicinsko napajanje - P.C.B.: 12VDC | MEAN WELL | 14.179 | 1701.48 | 340.296 | 2041.776 | ✅ Lager
72 | MPS-45-12 | 45 | 88-264 | 12 | 3,7 | Prekidačka napajanja bez kućišta | Prekidačko napajanje bez kućišta / medicinsko napajanje - P.C.B.: 12VDC | MEAN WELL | 22.99 | 2758.8 | 551.76 | 3310.56 | ✅ Lager
120 | RPS-45-12 | 45 | 80-264 | 12 | 3,8 | Prekidačka napajanja bez kućišta | Prekidačko napajanje bez kućišta / medicinsko napajanje - P.C.B.: 12VDC | MEAN WELL | 15.785 | 1894.2 | 378.84 | 2273.04 | ✅ Lager
120 | MFM-15-24 | 15 | 85-264 | 24 | 0,63 | Prekidačka napajanja bez kućišta | Prekidačko napajanje bez kućišta / medicinsko napajanje - P.C.B.: 24VDC | MEAN WELL | 11.275 | 1353 | 270.6 | 1623.6 | ✅ Lager
72 | RPS-120-24 | 120 | 80-264 | 24 | 5 | Prekidačka napajanja bez kućišta | Prekidačko napajanje bez kućišta / medicinsko napajanje - P.C.B.: 24VDC | MEAN WELL | 27.126 | 3255.12 | 651.024 | 3906.144 | ✅ Lager
72 | MPS-30-48 | 30 | 88-264 | 48 | 0,6 | Prekidačka napajanja bez kućišta | Prekidačko napajanje bez kućišta / medicinsko napajanje - P.C.B.: 5VDC | MEAN WELL | 19.8 | 2376 | 475.2 | 2851.2 | ✅ Lager
120 | RPS-30-48 | 30 | 80-264 | 48 | 0,625 | Prekidačka napajanja bez kućišta | Prekidačko napajanje bez kućišta / medicinsko napajanje - P.C.B.: 5VDC | MEAN WELL | 13.97 | 1676.4 | 335.28 | 2011.68 | ✅ Lager
40 | LPV-35-5 | 35 | 90-264 | 5 | 0~5 | Napajanja za led rasvetu | Napajanja za LED osvetljenje u plastičnom kućištu bez PFC-a, sa IP42/67, 2 godine garancija | MEAN WELL | 15.543 | 1865.16 | 373.032 | 2238.192 | ✅ Lager
32 | LPV-60-5 | 60 | 90-264 | 5 | 0~8 | Napajanja za led rasvetu | Napajanja za LED osvetljenje u plastičnom kućištu bez PFC-a, sa IP42/67, 2 godine garancija | MEAN WELL | 17.336 | 2080.32 | 416.064 | 2496.384 | ✅ Lager
20 | LPV-100-5 | 100 | 90-264 | 5 | 0~12 | Napajanja za led rasvetu | Napajanja za LED osvetljenje u plastičnom kućištu bez PFC-a, sa IP42/67, 2 godine garancija | MEAN WELL | 29.216 | 3505.92 | 701.184 | 4207.104 | ✅ Lager
144 | APV-8-12 | 8 | 90-264 | 12 | 0~0,67 | Napajanja za led rasvetu | Konstantan izlazni napon: 12VDC | MEAN WELL | 5.742 | 689.04 | 137.808 | 826.848 | ✅ Lager
120 | APV-12-12 | 12 | 90-264 | 12 | 0~1 | Napajanja za led rasvetu | Konstantan izlazni napon: 12VDC | MEAN WELL | 6.556 | 786.72 | 157.344 | 944.064 | ✅ Lager
120 | APV-16-12 | 16 | 90-264 | 12 | 0~1,25 | Napajanja za led rasvetu | Konstantan izlazni napon: 12VDC | MEAN WELL | 7.172 | 860.64 | 172.128 | 1032.768 | ✅ Lager
70 | LPH-18-12 | 18 | 180-264 | 12 | 0~1,5 | Napajanja za led rasvetu | Konstantan izlazni napon: 12VDC | MEAN WELL | 7.876 | 945.12 | 189.024 | 1134.144 | ✅ Lager
72 | APV-25-12 | 25 | 90-264 | 12 | 0~2,1 | Napajanja za led rasvetu | Konstantan izlazni napon: 12VDC | MEAN WELL | 12.364 | 1483.68 | 296.736 | 1780.416 | ✅ Lager
72 | APV-35-12 | 35 | 90-264 | 12 | 0~3 | Napajanja za led rasvetu | Konstantan izlazni napon: 12VDC | MEAN WELL | 12.738 | 1528.56 | 305.712 | 1834.272 | ✅ Lager
60 | LPV-20-12 | 20 | 90-264 | 12 | 0~1,67 | Napajanja za led rasvetu | Konstantan izlazni napon: 12VDC | MEAN WELL | 11 | 1320 | 264 | 1584 | ✅ Lager
40 | LPV-35-12 | 35 | 90-264 | 12 | 0~3 | Napajanja za led rasvetu | Konstantan izlazni napon: 12VDC | MEAN WELL | 14.84 | 1780.8 | 356.16 | 2136.96 | ✅ Lager
32 | LPV-60-12 | 60 | 90-264 | 12 | 0~5 | Napajanja za led rasvetu | Konstantan izlazni napon: 12VDC | MEAN WELL | 16.55 | 1986 | 397.2 | 2383.2 | ✅ Lager
20 | LPV-100-12 | 100 | 90-264 | 12 | 0~8,5 | Napajanja za led rasvetu | Konstantan izlazni napon: 12VDC | MEAN WELL | 27.89 | 3346.8 | 669.36 | 4016.16 | ✅ Lager
20 | LPV-150-12 | 120 | 90-264 | 12 | 0~10 | Napajanja za led rasvetu | Konstantan izlazni napon: 12VDC | MEAN WELL | 39.292 | 4715.04 | 943.008 | 5658.048 | ✅ Lager
144 | APV-8-24 | 8 | 90-264 | 24 | 0~0,34 | Napajanja za led rasvetu | Konstantan izlazni napon: 24VDC | MEAN WELL | 5.742 | 689.04 | 137.808 | 826.848 | ✅ Lager
120 | APV-12-24 | 12 | 90-264 | 24 | 0~0,5 | Napajanja za led rasvetu | Konstantan izlazni napon: 24VDC | MEAN WELL | 6.556 | 786.72 | 157.344 | 944.064 | ✅ Lager
120 | APV-16-24 | 16 | 90-264 | 24 | 0~0,67 | Napajanja za led rasvetu | Konstantan izlazni napon: 24VDC | MEAN WELL | 7.172 | 860.64 | 172.128 | 1032.768 | ✅ Lager
70 | LPH-18-24 | 18 | 180-264 | 24 | 0~0,75 | Napajanja za led rasvetu | Konstantan izlazni napon: 24VDC | MEAN WELL | 7.876 | 945.12 | 189.024 | 1134.144 | ✅ Lager
60 | LPV-20-24 | 20 | 90-264 | 24 | 0~0,84 | Napajanja za led rasvetu | Konstantan izlazni napon: 24VDC | MEAN WELL | 11 | 1320 | 264 | 1584 | ✅ Lager
72 | APV-25-24 | 25 | 90-264 | 24 | 0~1,05 | Napajanja za led rasvetu | Konstantan izlazni napon: 24VDC | MEAN WELL | 12.364 | 1483.68 | 296.736 | 1780.416 | ✅ Lager
72 | APV-35-24 | 35 | 90-264 | 24 | 0~1,5 | Napajanja za led rasvetu | Konstantan izlazni napon: 24VDC | MEAN WELL | 12.738 | 1528.56 | 305.712 | 1834.272 | ✅ Lager
40 | LPV-35-24 | 35 | 90-264 | 24 | 0~1,5 | Napajanja za led rasvetu | Konstantan izlazni napon: 24VDC | MEAN WELL | 14.84 | 1780.8 | 356.16 | 2136.96 | ✅ Lager
32 | LPV-60-24 | 60 | 90-264 | 24 | 0~2,5 | Napajanja za led rasvetu | Konstantan izlazni napon: 24VDC | MEAN WELL | 16.55 | 1986 | 397.2 | 2383.2 | ✅ Lager
20 | LPV-100-24 | 100 | 90-264 | 24 | 0~4,2 | Napajanja za led rasvetu | Konstantan izlazni napon: 24VDC | MEAN WELL | 27.89 | 3346.8 | 669.36 | 4016.16 | ✅ Lager
20 | LPV-150-24 | 150 | 90-264 | 24 | 0~6,3 | Napajanja za led rasvetu | Konstantan izlazni napon: 24VDC | MEAN WELL | 39.292 | 4715.04 | 943.008 | 5658.048 | ✅ Lager
32 | LPV-60-36 | 60 | 90-264 | 36 | 0~1,67 | Napajanja za led rasvetu | Konstantan izlazni napon: 36VDC | MEAN WELL | 17.336 | 2080.32 | 416.064 | 2496.384 | ✅ Lager
144 | APC-8-250 | 8 | 90-264 | 16~32 | 0.25 | Napajanja za led rasvetu | Konstantna izlazna struja: 250mA | MEAN WELL | 5.742 | 689.04 | 137.808 | 826.848 | ✅ Lager
144 | APC-8-350 | 8 | 90-264 | 11~23 | 0.35 | Napajanja za led rasvetu | Konstantna izlazna struja: 350mA | MEAN WELL | 5.742 | 689.04 | 137.808 | 826.848 | ✅ Lager
120 | APC-12-350 | 12 | 90-264 | 9~36 | 0.35 | Napajanja za led rasvetu | Konstantna izlazna struja: 350mA | MEAN WELL | 6.556 | 786.72 | 157.344 | 944.064 | ✅ Lager
120 | APC-16-350 | 16 | 90-264 | 12~48 | 0.35 | Napajanja za led rasvetu | Konstantna izlazna struja: 350mA | MEAN WELL | 7.172 | 860.64 | 172.128 | 1032.768 | ✅ Lager
72 | APC-25-350 | 25 | 90-264 | 25~70 | 0.35 | Napajanja za led rasvetu | Konstantna izlazna struja: 350mA | MEAN WELL | 12.364 | 1483.68 | 296.736 | 1780.416 | ✅ Lager
72 | APC-35-350 | 35 | 90-264 | 28~100 | 0.35 | Napajanja za led rasvetu | Konstantna izlazna struja: 350mA | MEAN WELL | 12.738 | 1528.56 | 305.712 | 1834.272 | ✅ Lager
60 | LPC-20-350 | 20 | 90-264 | 9~48 | 0.35 | Napajanja za led rasvetu | Konstantna izlazna struja: 350mA | MEAN WELL | 11 | 1320 | 264 | 1584 | ✅ Lager
144 | APC-8-500 | 8 | 90-264 | 8~16 | 0.5 | Napajanja za led rasvetu | Konstantna izlazna struja: 500mA | MEAN WELL | 5.742 | 689.04 | 137.808 | 826.848 | ✅ Lager
72 | APC-25-500 | 25 | 90-264 | 15~50 | 0.5 | Napajanja za led rasvetu | Konstantna izlazna struja: 500mA | MEAN WELL | 12.364 | 1483.68 | 296.736 | 1780.416 | ✅ Lager
72 | APC-35-500 | 35 | 90-264 | 25~70 | 0.5 | Napajanja za led rasvetu | Konstantna izlazna struja: 500mA | MEAN WELL | 12.738 | 1528.56 | 305.712 | 1834.272 | ✅ Lager
144 | APC-8-700 | 8 | 90-264 | 6~11 | 0.7 | Napajanja za led rasvetu | Napajanja za LED osvetljenje u plastičnom kućištu bez PFC-a, sa IP42/67, 2 godine garancija | MEAN WELL | 5.742 | 689.04 | 137.808 | 826.848 | ✅ Lager
120 | APC-12-700 | 12 | 90-264 | 9~18 | 0.7 | Napajanja za led rasvetu | Napajanja za LED osvetljenje u plastičnom kućištu bez PFC-a, sa IP42/67, 2 godine garancija | MEAN WELL | 6.556 | 786.72 | 157.344 | 944.064 | ✅ Lager
120 | APC-16-700 | 16 | 90-264 | 9~24 | 0.7 | Napajanja za led rasvetu | Napajanja za LED osvetljenje u plastičnom kućištu bez PFC-a, sa IP42/67, 2 godine garancija | MEAN WELL | 7.172 | 860.64 | 172.128 | 1032.768 | ✅ Lager
60 | LPC-20-700 | 20 | 90-264 | 9~30 | 0.7 | Napajanja za led rasvetu | Napajanja za LED osvetljenje u plastičnom kućištu bez PFC-a, sa IP42/67, 2 godine garancija | MEAN WELL | 11 | 1320 | 264 | 1584 | ✅ Lager
40 | LPC-35-700 | 35 | 90-264 | 9~48 | 0.7 | Napajanja za led rasvetu | Napajanja za LED osvetljenje u plastičnom kućištu bez PFC-a, sa IP42/67, 2 godine garancija | MEAN WELL | 15.543 | 1865.16 | 373.032 | 2238.192 | ✅ Lager
72 | APC-25-700 | 25 | 90-264 | 11~36 | 0.7 | Napajanja za led rasvetu | Napajanja za LED osvetljenje u plastičnom kućištu bez PFC-a, sa IP42/67, 2 godine garancija | MEAN WELL | 12.364 | 1483.68 | 296.736 | 1780.416 | ✅ Lager
72 | APC-35-700 | 35 | 90-264 | 15~50 | 0.7 | Napajanja za led rasvetu | Napajanja za LED osvetljenje u plastičnom kućištu bez PFC-a, sa IP42/67, 2 godine garancija | MEAN WELL | 12.738 | 1528.56 | 305.712 | 1834.272 | ✅ Lager
20 | LPC-100-700 | 100 | 90-264 | 72~143 | 0.7 | Napajanja za led rasvetu | Napajanja za LED osvetljenje u plastičnom kućištu bez PFC-a, sa IP42/67, 2 godine garancija | MEAN WELL | 29.216 | 3505.92 | 701.184 | 4207.104 | ✅ Lager
20 | LPC-150-700 | 150 | 90-264 | 107~215 | 0.7 | Napajanja za led rasvetu | Napajanja za LED osvetljenje u plastičnom kućištu bez PFC-a, sa IP42/67, 2 godine garancija | MEAN WELL | 39.292 | 4715.04 | 943.008 | 5658.048 | ✅ Lager
40 | LPC-35-1050 | 35 | 90-264 | 9~30 | 1.05 | Napajanja za led rasvetu | Konstantna izlazna struja: 1050mA | MEAN WELL | 15.543 | 1865.16 | 373.032 | 2238.192 | ✅ Lager
32 | LPC-60-1050 | 60 | 90-264 | 9~48 | 1.05 | Napajanja za led rasvetu | Konstantna izlazna struja: 1050mA | MEAN WELL | 17.336 | 2080.32 | 416.064 | 2496.384 | ✅ Lager
20 | LPC-150-1050 | 150 | 90-264 | 74~148 | 1.05 | Napajanja za led rasvetu | Konstantna izlazna struja: 1050mA | MEAN WELL | 39.292 | 4715.04 | 943.008 | 5658.048 | ✅ Lager
40 | LPC-35-1400 | 35 | 90-264 | 9~24 | 1.4 | Napajanja za led rasvetu | Konstantna izlazna struja: 1400mA | MEAN WELL | 15.543 | 1865.16 | 373.032 | 2238.192 | ✅ Lager
32 | LPC-60-1400 | 60 | 90-264 | 9~42 | 1.4 | Napajanja za led rasvetu | Konstantna izlazna struja: 1400mA | MEAN WELL | 17.336 | 2080.32 | 416.064 | 2496.384 | ✅ Lager
32 | LPC-60-1750 | 60 | 90-264 | 9~34 | 1.75 | Napajanja za led rasvetu | Konstantna izlazna struja: 1750mA | MEAN WELL | 17.336 | 2080.32 | 416.064 | 2496.384 | ✅ Lager
40 | LPF-25-42 | 25 | 90-305 | 42 | 0.6 | Napajanja za led rasvetu | Konstantna izlazna struja + konstantan izlazni napon | MEAN WELL | 27.819 | 3338.28 | 667.656 | 4005.936 | ✅ Lager
32 | LPF-40-54 | 40 | 90-305 | 54 | 0.76 | Napajanja za led rasvetu | Konstantna izlazna struja + konstantan izlazni napon | MEAN WELL | 31.405 | 3768.6 | 753.72 | 4522.32 | ✅ Lager
60 | PLM-40E-350 | 40 | 180-295 | 53-105 | 0.35 | Napajanja za LED osvetljenje u plastičnom kućištu (sa PFC-a) | Konstantna izlazna struja | MEAN WELL | 15.708 | 1884.96 | 376.992 | 2261.952 | ✅ Lager
60 | PLM-25E-700 | 25 | 180-295 | 21-36 | 0.7 | Napajanja za LED osvetljenje u plastičnom kućištu (sa PFC-a) | Konstantna izlazna struja | MEAN WELL | 12.716 | 1525.92 | 305.184 | 1831.104 | ✅ Lager
60 | PLM-40E-700 | 40 | 180-295 | 29-57 | 0.7 | Napajanja za LED osvetljenje u plastičnom kućištu (sa PFC-a) | Konstantna izlazna struja | MEAN WELL | 15.708 | 1884.96 | 376.992 | 2261.952 | ✅ Lager
60 | PLM-40E-1050 | 40 | 180-295 | 19-38 | 1.05 | Napajanja za LED osvetljenje u plastičnom kućištu (sa PFC-a) | Konstantna izlazna struja | MEAN WELL | 15.708 | 1884.96 | 376.992 | 2261.952 | ✅ Lager
30 | PWM-40-12 | 40 | 90-305 | 12 | 0~3,34 | Napajanja za LED osvetljenje u plastičnom kućištu (sa PFC-a) | Konstantan izlazni napon(pulsno širinsko upravljanje dimovanja kod led traka): 12VDC | MEAN WELL | 32.835 | 3940.2 | 788.04 | 4728.24 | ✅ Lager
30 | PWM-60-12 | 60 | 90-305 | 12 | 0~5 | Napajanja za LED osvetljenje u plastičnom kućištu (sa PFC-a) | Konstantan izlazni napon(pulsno širinsko upravljanje dimovanja kod led traka): 12VDC | MEAN WELL | 35.827 | 4299.24 | 859.848 | 5159.088 | ✅ Lager
30 | PWM-60-12KN | 60 | 90-305 | 12 | 0~5 | Napajanja za LED osvetljenje u plastičnom kućištu (sa PFC-a) | Konstantan izlazni napon(pulsno širinsko upravljanje dimovanja kod led traka): 12VDC | MEAN WELL | 55.924 | 6710.88 | 1342.176 | 8053.056 | ✅ Lager
18 | PWM-90-12 | 90 | 90-305 | 12 | 0~7,5 | Napajanja za LED osvetljenje u plastičnom kućištu (sa PFC-a) | Konstantan izlazni napon(pulsno širinsko upravljanje dimovanja kod led traka): 12VDC | MEAN WELL | 53.361 | 6403.32 | 1280.664 | 7683.984 | ✅ Lager
15 | PWM-120-12 | 120 | 90-305 | 12 | 0~10 | Napajanja za LED osvetljenje u plastičnom kućištu (sa PFC-a) | Konstantan izlazni napon(pulsno širinsko upravljanje dimovanja kod led traka): 12VDC | MEAN WELL | 60.786 | 7294.32 | 1458.864 | 8753.184 | ✅ Lager
15 | PWM-120-12DA | 120 | 90-305 | 12 | 0~10 | Napajanja za LED osvetljenje u plastičnom kućištu (sa PFC-a) | Konstantan izlazni napon(pulsno širinsko upravljanje dimovanja kod led traka): 12VDC | MEAN WELL | 68.486 | 8218.32 | 1643.664 | 9861.984 | ✅ Lager
15 | PWM-120-12KN | 120 | 90-305 | 12 | 0~10 | Napajanja za LED osvetljenje u plastičnom kućištu (sa PFC-a) | Konstantan izlazni napon(pulsno širinsko upravljanje dimovanja kod led traka): 12VDC | MEAN WELL | 75.031 | 9003.72 | 1800.744 | 10804.464 | ✅ Lager
54 | IDLV-25-24 | 25 | 90-295 | 24 | 1.05 | Napajanja za LED osvetljenje u plastičnom kućištu (sa PFC-a) | Konstantan izlazni napon: 24VDC | MEAN WELL | 19.261 | 2311.32 | 462.264 | 2773.584 | ✅ Lager
60 | PLN-30-24 | 30 | 90-295 | 24 | 1.25 | Napajanja za LED osvetljenje u plastičnom kućištu (sa PFC-a) | Konstantan izlazni napon: 24VDC | MEAN WELL | 23.727 | 2847.24 | 569.448 | 3416.688 | ✅ Lager
24 | ODLV-45-24 | 45 | 90-295 | 24 | 1.88 | Napajanja za LED osvetljenje u plastičnom kućištu (sa PFC-a) | Konstantan izlazni napon: 24VDC | MEAN WELL | 24.937 | 2992.44 | 598.488 | 3590.928 | ✅ Lager
24 | PLN-60-24 | 60 | 90-295 | 24 | 2.5 | Napajanja za LED osvetljenje u plastičnom kućištu (sa PFC-a) | Konstantan izlazni napon: 24VDC | MEAN WELL | 37.532 | 4503.84 | 900.768 | 5404.608 | ✅ Lager
30 | PWM-60-24 | 60 | 90-305 | 24 | 0~2,5 | Napajanja za LED osvetljenje u plastičnom kućištu (sa PFC-a) | Konstantan izlazni napon: 24VDC | MEAN WELL | 35.827 | 4299.24 | 859.848 | 5159.088 | ✅ Lager
30 | PWM-60-24KN | 60 | 90-305 | 24 | 0~2,5 | Napajanja za LED osvetljenje u plastičnom kućištu (sa PFC-a) | Konstantan izlazni napon: 24VDC | MEAN WELL | 55.924 | 6710.88 | 1342.176 | 8053.056 | ✅ Lager
18 | PWM-90-24 | 90 | 90-305 | 24 | 0~3,75 | Napajanja za LED osvetljenje u plastičnom kućištu (sa PFC-a) | Konstantan izlazni napon: 24VDC | MEAN WELL | 53.361 | 6403.32 | 1280.664 | 7683.984 | ✅ Lager
20 | PLN-100-24 | 100 | 90-295 | 24 | 4 | Napajanja za LED osvetljenje u plastičnom kućištu (sa PFC-a) | Konstantan izlazni napon: 24VDC | MEAN WELL | 46.948 | 5633.76 | 1126.752 | 6760.512 | ✅ Lager
15 | PWM-120-24 | 120 | 90-305 | 24 | 0~5 | Napajanja za LED osvetljenje u plastičnom kućištu (sa PFC-a) | Konstantan izlazni napon: 24VDC | MEAN WELL | 60.786 | 7294.32 | 1458.864 | 8753.184 | ✅ Lager
15 | PWM-120-24DA | 120 | 90-305 | 24 | 0~5 | Napajanja za LED osvetljenje u plastičnom kućištu (sa PFC-a) | Konstantan izlazni napon: 24VDC | MEAN WELL | 68.486 | 8218.32 | 1643.664 | 9861.984 | ✅ Lager
15 | PWM-120-24KN | 120 | 90-305 | 24 | 0~5 | Napajanja za LED osvetljenje u plastičnom kućištu (sa PFC-a) | Konstantan izlazni napon: 24VDC | MEAN WELL | 75.031 | 9003.72 | 1800.744 | 10804.464 | ✅ Lager
72 | LCM-25** 3 in 1 dimming | 25 | 180-277 | 6-54 6-50 6-42 6-36 6-28 6-24 | 350 mA 500 mA 600 mA 700 mA 900 mA 1050 mA | Napajanja za LED osvetljenje u plastičnom kućištu (sa PFC-a) | Dimabilna LED napajanja / plastično kućište sa PFC-om, mogućnost podešavanja više strujnih izlaza | MEAN WELL | 27.31 | 3277.2 | 655.44 | 3932.64 | ✅ Lager
72 | LCM-25DA** DALI + push dimming | 25 | 180-277 | 6-54 6-50 6-42 6-36 6-28 6-24 | 350 mA 500 mA 600 mA 700 mA 900 mA 1050 mA | Napajanja za LED osvetljenje u plastičnom kućištu (sa PFC-a) | Dimabilna LED napajanja / plastično kućište sa PFC-om, mogućnost podešavanja više strujnih izlaza | MEAN WELL | 34.05 | 4086 | 817.2 | 4903.2 | ✅ Lager
54 | LCM-40** 3 in 1 dimming | 40 | 180-277 | 6-54 6-50 6-42 6-36 6-28 6-24 | 350 mA 500 mA 600 mA 700 mA 900 mA 1050 mA | Napajanja za LED osvetljenje u plastičnom kućištu (sa PFC-a) | Dimabilna LED napajanja / plastično kućište sa PFC-om, mogućnost podešavanja više strujnih izlaza | MEAN WELL | 36.11 | 4333.2 | 866.64 | 5199.84 | ✅ Lager
54 | LCM-40DA** DALI + push dimming | 40 | 180-295 | 2-100 2-80 2-67 2-57 2-45 2-40 | 350 mA 500 mA 600 mA 700 mA 900 mA 1050 Ma | Napajanja za LED osvetljenje u plastičnom kućištu (sa PFC-a) | Dimabilna LED napajanja / plastično kućište sa PFC-om, mogućnost podešavanja više strujnih izlaza | MEAN WELL | 42.19 | 5062.8 | 1012.56 | 6075.36 | ✅ Lager
54 | LCM-60** 3 in 1 dimming | 60 | 180-295 | 2-90 2-90 2-86 2-67 2-57 2-42 | 500 mA 600 mA 700 mA 900 mA 1050 mA 1400 mA | Napajanja za LED osvetljenje u plastičnom kućištu (sa PFC-a) | Dimabilna LED napajanja / plastično kućište sa PFC-om, mogućnost podešavanja više strujnih izlaza | MEAN WELL | 37.93 | 4551.6 | 910.32 | 5461.92 | ✅ Lager
C | LCM-60DA** DALI + push dimming | 60 | 180-295 | 2-90 2-90 2-86 2-67 2-57 2-42 | 500 mA 600 mA 700 mA 900 mA 1050 mA 1400 mA | Napajanja za LED osvetljenje u plastičnom kućištu (sa PFC-a) | Dimabilna LED napajanja / plastično kućište sa PFC-om, mogućnost podešavanja više strujnih izlaza | MEAN WELL | 45.3 | 5436 | 1087.2 | 6523.2 | ✅ Lager
54 | LCM-40KN** 3 in 1 dimming | 40 | 180-277 | 6-54 6-50 6-42 6-36 6-28 6-24 | 350 mA 500 mA 600 mA 700 mA 900 mA 1050 mA | Napajanja za LED osvetljenje u plastičnom kućištu (sa PFC-a) | Dimabilna LED napajanja / plastično kućište sa PFC-om, mogućnost podešavanja više strujnih izlaza | MEAN WELL | 57.26 | 6871.2 | 1374.24 | 8245.44 | ✅ Lager
54 | LCM-60KN** 3 in 1 dimming | 60 | 180-295 | 2-90 2-90 2-86 2-67 2-57 2-42 | 500 mA 600 mA 700 mA 900 mA 1050 mA 1400 mA | Napajanja za LED osvetljenje u plastičnom kućištu (sa PFC-a) | Dimabilna LED napajanja / plastično kućište sa PFC-om, mogućnost podešavanja više strujnih izlaza | MEAN WELL | 60.45 | 7254 | 1450.8 | 8704.8 | ✅ Lager
54 | LCM-60EO** | 60 | 180-295 | 2-90 2-90 2-86 2-67 2-57 2-42 | 500 mA 600 mA 700 mA 900 mA 1050 mA 1400 mA | Napajanja za LED osvetljenje u plastičnom kućištu (sa PFC-a) | Dimabilna LED napajanja / plastično kućište sa PFC-om, mogućnost podešavanja više strujnih izlaza | MEAN WELL | 64.46 | 7735.2 | 1547.04 | 9282.24 | ✅ Lager
20 | HLG-40H-12_ | 40 | 90-305 | 12 | 3.33 | Napajanja za LED osvetljenje u metalnom al kućištu sa PFC-om,sa IP65/67, 5 i 7 godina garancije | LED napajanja / metalno kućište sa PFC-om: 12VDC | MEAN WELL | 36.553 | 4386.36 | 877.272 | 5263.632 | ✅ Lager
16 | ELG-75-12 | 60 | 100-305 | 12 | 5 | Napajanja za LED osvetljenje u metalnom al kućištu sa PFC-om,sa IP65/67, 5 i 7 godina garancije | LED napajanja / metalno kućište sa PFC-om: 12VDC | MEAN WELL | 36.685 | 4402.2 | 880.44 | 5282.64 | ✅ Lager
16 | ELG-75-12A* | 60 | 100-305 | 12 | 5 | Napajanja za LED osvetljenje u metalnom al kućištu sa PFC-om,sa IP65/67, 5 i 7 godina garancije | LED napajanja / metalno kućište sa PFC-om: 12VDC | MEAN WELL | 36.685 | 4402.2 | 880.44 | 5282.64 | ✅ Lager
16 | ELG-75-12B** | 60 | 100-305 | 12 | 5 | Napajanja za LED osvetljenje u metalnom al kućištu sa PFC-om,sa IP65/67, 5 i 7 godina garancije | LED napajanja / metalno kućište sa PFC-om: 12VDC | MEAN WELL | 38.863 | 4663.56 | 932.712 | 5596.272 | ✅ Lager
16 | HLG-80H-12_ | 80 | 90-305 | 12 | 5 | Napajanja za LED osvetljenje u metalnom al kućištu sa PFC-om,sa IP65/67, 5 i 7 godina garancije | LED napajanja / metalno kućište sa PFC-om: 12VDC | MEAN WELL | 46.596 | 5591.52 | 1118.304 | 6709.824 | ✅ Lager
12 | HLG-120H-12_ | 120 | 90-305 | 12 | 10 | Napajanja za LED osvetljenje u metalnom al kućištu sa PFC-om,sa IP65/67, 5 i 7 godina garancije | LED napajanja / metalno kućište sa PFC-om: 12VDC | MEAN WELL | 55.924 | 6710.88 | 1342.176 | 8053.056 | ✅ Lager
16 | ELG-150-12 | 120 | 100-305 | 12 | 10 | Napajanja za LED osvetljenje u metalnom al kućištu sa PFC-om,sa IP65/67, 5 i 7 godina garancije | LED napajanja / metalno kućište sa PFC-om: 12VDC | MEAN WELL | 44 | 5280 | 1056 | 6336 | ✅ Lager
16 | ELG-150-12A* | 120 | 100-305 | 12 | 10 | Napajanja za LED osvetljenje u metalnom al kućištu sa PFC-om,sa IP65/67, 5 i 7 godina garancije | LED napajanja / metalno kućište sa PFC-om: 12VDC | MEAN WELL | 44 | 5280 | 1056 | 6336 | ✅ Lager
16 | ELG-150-12B** | 120 | 100-305 | 12 | 10 | Napajanja za LED osvetljenje u metalnom al kućištu sa PFC-om,sa IP65/67, 5 i 7 godina garancije | LED napajanja / metalno kućište sa PFC-om: 12VDC | MEAN WELL | 47.322 | 5678.64 | 1135.728 | 6814.368 | ✅ Lager
16 | ELG-150-12DA | 120 | 100-305 | 12 | 10 | Napajanja za LED osvetljenje u metalnom al kućištu sa PFC-om,sa IP65/67, 5 i 7 godina garancije | LED napajanja / metalno kućište sa PFC-om: 12VDC | MEAN WELL | 51.436 | 6172.32 | 1234.464 | 7406.784 | ✅ Lager
12 | HLG-150H-12_ | 150 | 90-305 | 12 | 12.5 | Napajanja za LED osvetljenje u metalnom al kućištu sa PFC-om,sa IP65/67, 5 i 7 godina garancije | LED napajanja / metalno kućište sa PFC-om: 12VDC | MEAN WELL | 56.826 | 6819.12 | 1363.824 | 8182.944 | ✅ Lager
12 | HLG-185H-12_ | 185 | 90-305 | 12 | 13 | Napajanja za LED osvetljenje u metalnom al kućištu sa PFC-om,sa IP65/67, 5 i 7 godina garancije | LED napajanja / metalno kućište sa PFC-om: 12VDC | MEAN WELL | 68.365 | 8203.8 | 1640.76 | 9844.56 | ✅ Lager
12 | HLG-185H-12A | 185 | 90-305 | 12 | 13 | Napajanja za LED osvetljenje u metalnom al kućištu sa PFC-om,sa IP65/67, 5 i 7 godina garancije | LED napajanja / metalno kućište sa PFC-om: 12VDC | MEAN WELL | 68.365 | 8203.8 | 1640.76 | 9844.56 | ✅ Lager
12 | ELG-200-12 | 196 | 100-305 | 12 | 16 | Napajanja za LED osvetljenje u metalnom al kućištu sa PFC-om,sa IP65/67, 5 i 7 godina garancije | LED napajanja / metalno kućište sa PFC-om: 12VDC | MEAN WELL | 50.798 | 6095.76 | 1219.152 | 7314.912 | ✅ Lager
12 | ELG-200-12A* | 196 | 100-305 | 12 | 16 | Napajanja za LED osvetljenje u metalnom al kućištu sa PFC-om,sa IP65/67, 5 i 7 godina garancije | LED napajanja / metalno kućište sa PFC-om: 12VDC | MEAN WELL | 50.798 | 6095.76 | 1219.152 | 7314.912 | ✅ Lager
12 | ELG-200-12B** | 196 | 100-305 | 12 | 16 | Napajanja za LED osvetljenje u metalnom al kućištu sa PFC-om,sa IP65/67, 5 i 7 godina garancije | LED napajanja / metalno kućište sa PFC-om: 12VDC | MEAN WELL | 52.976 | 6357.12 | 1271.424 | 7628.544 | ✅ Lager
12 | HLG-240H-12_ | 240 | 90-305 | 12 | 16 | Napajanja za LED osvetljenje u metalnom al kućištu sa PFC-om,sa IP65/67, 5 i 7 godina garancije | LED napajanja / metalno kućište sa PFC-om: 12VDC | MEAN WELL | 80.553 | 9666.36 | 1933.272 | 11599.632 | ✅ Lager
8 | HLG-320H-12_ | 320 | 90-305 | 12 | 22 | Napajanja za LED osvetljenje u metalnom al kućištu sa PFC-om,sa IP65/67, 5 i 7 godina garancije | LED napajanja / metalno kućište sa PFC-om: 12VDC | MEAN WELL | 101.321 | 12158.52 | 2431.704 | 14590.224 | ✅ Lager
16 | ELG-75-24 | 60 | 100-305 | 24 | 3.15 | Napajanja za LED osvetljenje u metalnom al kućištu sa PFC-om,sa IP65/67, 5 i 7 godina garancije | LED napajanja / metalno kućište sa PFC-om: 24VDC | MEAN WELL | 36.685 | 4402.2 | 880.44 | 5282.64 | ✅ Lager
16 | ELG-75-24A* | 60 | 100-305 | 24 | 3.15 | Napajanja za LED osvetljenje u metalnom al kućištu sa PFC-om,sa IP65/67, 5 i 7 godina garancije | LED napajanja / metalno kućište sa PFC-om: 24VDC | MEAN WELL | 36.685 | 4402.2 | 880.44 | 5282.64 | ✅ Lager
16 | ELG-75-24B** | 60 | 100-305 | 24 | 3.15 | Napajanja za LED osvetljenje u metalnom al kućištu sa PFC-om,sa IP65/67, 5 i 7 godina garancije | LED napajanja / metalno kućište sa PFC-om: 24VDC | MEAN WELL | 38.863 | 4663.56 | 932.712 | 5596.272 | ✅ Lager
16 | HLG-80H-24_ | 80 | 90-305 | 24 | 3.4 | Napajanja za LED osvetljenje u metalnom al kućištu sa PFC-om,sa IP65/67, 5 i 7 godina garancije | LED napajanja / metalno kućište sa PFC-om: 24VDC | MEAN WELL | 46.596 | 5591.52 | 1118.304 | 6709.824 | ✅ Lager
16 | ELG-100-24 | 96 | 100-305 | 24 | 4 | Napajanja za LED osvetljenje u metalnom al kućištu sa PFC-om,sa IP65/67, 5 i 7 godina garancije | LED napajanja / metalno kućište sa PFC-om: 24VDC | MEAN WELL | 41.811 | 5017.32 | 1003.464 | 6020.784 | ✅ Lager
16 | ELG-100-24A* | 96 | 100-305 | 24 | 4 | Napajanja za LED osvetljenje u metalnom al kućištu sa PFC-om,sa IP65/67, 5 i 7 godina garancije | LED napajanja / metalno kućište sa PFC-om: 24VDC | MEAN WELL | 41.811 | 5017.32 | 1003.464 | 6020.784 | ✅ Lager
16 | ELG-100-24B** | 96 | 100-305 | 24 | 4 | Napajanja za LED osvetljenje u metalnom al kućištu sa PFC-om,sa IP65/67, 5 i 7 godina garancije | LED napajanja / metalno kućište sa PFC-om: 24VDC | MEAN WELL | 42.46 | 5095.2 | 1019.04 | 6114.24 | ✅ Lager
12 | HLG-120H-24_ | 120 | 90-305 | 24 | 5 | Napajanja za LED osvetljenje u metalnom al kućištu sa PFC-om,sa IP65/67, 5 i 7 godina garancije | LED napajanja / metalno kućište sa PFC-om: 24VDC | MEAN WELL | 55.924 | 6710.88 | 1342.176 | 8053.056 | ✅ Lager
16 | ELG-150-24 | 150 | 100-305 | 24 | 6.25 | Napajanja za LED osvetljenje u metalnom al kućištu sa PFC-om,sa IP65/67, 5 i 7 godina garancije | LED napajanja / metalno kućište sa PFC-om: 24VDC | MEAN WELL | 44 | 5280 | 1056 | 6336 | ✅ Lager
16 | ELG-150-24A* | 150 | 100-305 | 24 | 6.25 | Napajanja za LED osvetljenje u metalnom al kućištu sa PFC-om,sa IP65/67, 5 i 7 godina garancije | LED napajanja / metalno kućište sa PFC-om: 24VDC | MEAN WELL | 44 | 5280 | 1056 | 6336 | ✅ Lager
16 | ELG-150-24B** | 150 | 100-305 | 24 | 6.25 | Napajanja za LED osvetljenje u metalnom al kućištu sa PFC-om,sa IP65/67, 5 i 7 godina garancije | LED napajanja / metalno kućište sa PFC-om: 24VDC | MEAN WELL | 47.322 | 5678.64 | 1135.728 | 6814.368 | ✅ Lager
16 | ELG-150-24DA | 150 | 100-305 | 24 | 6.25 | Napajanja za LED osvetljenje u metalnom al kućištu sa PFC-om,sa IP65/67, 5 i 7 godina garancije | LED napajanja / metalno kućište sa PFC-om: 24VDC | MEAN WELL | 51.436 | 6172.32 | 1234.464 | 7406.784 | ✅ Lager
12 | HLG-150H-24_ | 150 | 90-305 | 24 | 6.3 | Napajanja za LED osvetljenje u metalnom al kućištu sa PFC-om,sa IP65/67, 5 i 7 godina garancije | LED napajanja / metalno kućište sa PFC-om: 24VDC | MEAN WELL | 56.826 | 6819.12 | 1363.824 | 8182.944 | ✅ Lager
12 | HLG-185H-24_ | 185 | 90-305 | 24 | 7.8 | Napajanja za LED osvetljenje u metalnom al kućištu sa PFC-om,sa IP65/67, 5 i 7 godina garancije | LED napajanja / metalno kućište sa PFC-om: 24VDC | MEAN WELL | 68.365 | 8203.8 | 1640.76 | 9844.56 | ✅ Lager
12 | ELG-200-24 | 202 | 100-305 | 24 | 8.4 | Napajanja za LED osvetljenje u metalnom al kućištu sa PFC-om,sa IP65/67, 5 i 7 godina garancije | LED napajanja / metalno kućište sa PFC-om: 24VDC | MEAN WELL | 50.798 | 6095.76 | 1219.152 | 7314.912 | ✅ Lager
12 | ELG-200-24A* | 202 | 100-305 | 24 | 8.4 | Napajanja za LED osvetljenje u metalnom al kućištu sa PFC-om,sa IP65/67, 5 i 7 godina garancije | LED napajanja / metalno kućište sa PFC-om: 24VDC | MEAN WELL | 50.798 | 6095.76 | 1219.152 | 7314.912 | ✅ Lager
12 | ELG-200-24B** | 202 | 100-305 | 24 | 8.4 | Napajanja za LED osvetljenje u metalnom al kućištu sa PFC-om,sa IP65/67, 5 i 7 godina garancije | LED napajanja / metalno kućište sa PFC-om: 24VDC | MEAN WELL | 52.976 | 6357.12 | 1271.424 | 7628.544 | ✅ Lager
12 | ELG-240-24 | 240 | 100-305 | 24 | 10 | Napajanja za LED osvetljenje u metalnom al kućištu sa PFC-om,sa IP65/67, 5 i 7 godina garancije | LED napajanja / metalno kućište sa PFC-om: 24VDC | MEAN WELL | 57.585 | 6910.2 | 1382.04 | 8292.24 | ✅ Lager
12 | ELG-240-24A* | 240 | 100-305 | 24 | 10 | Napajanja za LED osvetljenje u metalnom al kućištu sa PFC-om,sa IP65/67, 5 i 7 godina garancije | LED napajanja / metalno kućište sa PFC-om: 24VDC | MEAN WELL | 57.585 | 6910.2 | 1382.04 | 8292.24 | ✅ Lager
12 | ELG-240-24B** | 240 | 100-305 | 24 | 10 | Napajanja za LED osvetljenje u metalnom al kućištu sa PFC-om,sa IP65/67, 5 i 7 godina garancije | LED napajanja / metalno kućište sa PFC-om: 24VDC | MEAN WELL | 59.895 | 7187.4 | 1437.48 | 8624.88 | ✅ Lager
12 | HLG-240H-24_ | 240 | 90-305 | 24 | 10 | Napajanja za LED osvetljenje u metalnom al kućištu sa PFC-om,sa IP65/67, 5 i 7 godina garancije | LED napajanja / metalno kućište sa PFC-om: 24VDC | MEAN WELL | 80.553 | 9666.36 | 1933.272 | 11599.632 | ✅ Lager
9 | ELG-300-24 | 300 | 100-305 | 24 | 12.5 | Napajanja za LED osvetljenje u metalnom al kućištu sa PFC-om,sa IP65/67, 5 i 7 godina garancije | LED napajanja / metalno kućište sa PFC-om: 24VDC | MEAN WELL | 85.932 | 10311.84 | 2062.368 | 12374.208 | ✅ Lager
8 | HLG-320H-24_ | 320 | 90-305 | 24 | 13.34 | Napajanja za LED osvetljenje u metalnom al kućištu sa PFC-om,sa IP65/67, 5 i 7 godina garancije | LED napajanja / metalno kućište sa PFC-om: 24VDC | MEAN WELL | 101.321 | 12158.52 | 2431.704 | 14590.224 | ✅ Lager
4 | HLG-480H-24_ | 480 | 90-305 | 24 | 20 | Napajanja za LED osvetljenje u metalnom al kućištu sa PFC-om,sa IP65/67, 5 i 7 godina garancije | LED napajanja / metalno kućište sa PFC-om: 24VDC | MEAN WELL | 162.888 | 19546.56 | 3909.312 | 23455.872 | ✅ Lager
16 | ELG-75-36A | 75 | 100-305 | 36 | 2.1 | Napajanja za LED osvetljenje u metalnom al kućištu sa PFC-om,sa IP65/67, 5 i 7 godina garancije | LED napajanja / metalno kućište sa PFC-om: 36VDC | MEAN WELL | 36.685 | 4402.2 | 880.44 | 5282.64 | ✅ Lager
16 | ELG-75-36DA | 75 | 100-305 | 36 | 2.1 | Napajanja za LED osvetljenje u metalnom al kućištu sa PFC-om,sa IP65/67, 5 i 7 godina garancije | LED napajanja / metalno kućište sa PFC-om: 36VDC | MEAN WELL | 41.173 | 4940.76 | 988.152 | 5928.912 | ✅ Lager
16 | ELG-100-36D2 | 100 | 100-305 | 36 | 2.66 | Napajanja za LED osvetljenje u metalnom al kućištu sa PFC-om,sa IP65/67, 5 i 7 godina garancije | LED napajanja / metalno kućište sa PFC-om: 36VDC | MEAN WELL | 48.609 | 5833.08 | 1166.616 | 6999.696 | ✅ Lager
16 | ELG-100-36D2-3Y | 100 | 100-305 | 36 | 2.66 | Napajanja za LED osvetljenje u metalnom al kućištu sa PFC-om,sa IP65/67, 5 i 7 godina garancije | LED napajanja / metalno kućište sa PFC-om: 36VDC | MEAN WELL | 48.609 | 5833.08 | 1166.616 | 6999.696 | ✅ Lager
16 | ELG-150-36A | 150 | 100-305 | 36 | 4.17 | Napajanja za LED osvetljenje u metalnom al kućištu sa PFC-om,sa IP65/67, 5 i 7 godina garancije | LED napajanja / metalno kućište sa PFC-om: 36VDC | MEAN WELL | 44 | 5280 | 1056 | 6336 | ✅ Lager
12 | HLG-120H-42A | 120 | 90-305 | 42 | 2.9 | Napajanja za LED osvetljenje u metalnom al kućištu sa PFC-om,sa IP65/67, 5 i 7 godina garancije | LED napajanja / metalno kućište sa PFC-om: 42VDC | MEAN WELL | 55.92 | 6710.4 | 1342.08 | 8052.48 | ✅ Lager
16 | ELG-75-48DA | 75 | 100-305 | 48 | 1.6 | Napajanja za LED osvetljenje u metalnom al kućištu sa PFC-om,sa IP65/67, 5 i 7 godina garancije | LED napajanja / metalno kućište sa PFC-om: 48VDC | MEAN WELL | 41.173 | 4940.76 | 988.152 | 5928.912 | ✅ Lager
16 | ELG-100-48DA | 96 | 100-305 | 48 | 2 | Napajanja za LED osvetljenje u metalnom al kućištu sa PFC-om,sa IP65/67, 5 i 7 godina garancije | LED napajanja / metalno kućište sa PFC-om: 48VDC | MEAN WELL | 47.454 | 5694.48 | 1138.896 | 6833.376 | ✅ Lager
16 | ELG-150-48DA | 150 | 100-305 | 48 | 3.13 | Napajanja za LED osvetljenje u metalnom al kućištu sa PFC-om,sa IP65/67, 5 i 7 godina garancije | LED napajanja / metalno kućište sa PFC-om: 48VDC | MEAN WELL | 51.436 | 6172.32 | 1234.464 | 7406.784 | ✅ Lager
12 | ELG-200-48DA | 200 | 100-305 | 48 | 4.16 | Napajanja za LED osvetljenje u metalnom al kućištu sa PFC-om,sa IP65/67, 5 i 7 godina garancije | LED napajanja / metalno kućište sa PFC-om: 48VDC | MEAN WELL | 57.079 | 6849.48 | 1369.896 | 8219.376 | ✅ Lager
12 | ELG-240-48DA | 240 | 100-305 | 48 | 5 | Napajanja za LED osvetljenje u metalnom al kućištu sa PFC-om,sa IP65/67, 5 i 7 godina garancije | LED napajanja / metalno kućište sa PFC-om: 48VDC | MEAN WELL | 64.768 | 7772.16 | 1554.432 | 9326.592 | ✅ Lager
12 | HLG-150H-48A | 150 | 90-305 | 48 | 3.2 | Napajanja za LED osvetljenje u metalnom al kućištu sa PFC-om,sa IP65/67, 5 i 7 godina garancije | LED napajanja / metalno kućište sa PFC-om: 48VDC | MEAN WELL | 56.826 | 6819.12 | 1363.824 | 8182.944 | ✅ Lager
12 | HLG-240H-48A | 240 | 90-305 | 48 | 5 | Napajanja za LED osvetljenje u metalnom al kućištu sa PFC-om,sa IP65/67, 5 i 7 godina garancije | LED napajanja / metalno kućište sa PFC-om: 48VDC | MEAN WELL | 80.553 | 9666.36 | 1933.272 | 11599.632 | ✅ Lager
8 | HLG-320H-48 | 240 | 90-305 | 48 | 6.7 | Napajanja za LED osvetljenje u metalnom al kućištu sa PFC-om,sa IP65/67, 5 i 7 godina garancije | LED napajanja / metalno kućište sa PFC-om: 48VDC | MEAN WELL | 101.321 | 12158.52 | 2431.704 | 14590.224 | ✅ Lager
16 | ELG-150-54A | 150 | 100-305 | 54 | 2.8 | Napajanja za LED osvetljenje u metalnom al kućištu sa PFC-om,sa IP65/67, 5 i 7 godina garancije | LED napajanja / metalno kućište sa PFC-om: 54VDC | MEAN WELL | 44 | 5280 | 1056 | 6336 | ✅ Lager
20 | HLG-60H-C350A | 60 | 90-305 | 100-200 | 0.35 | Napajanja za LED osvetljenje u metalnom al kućištu sa PFC-om,sa IP65/67, 5 i 7 godina garancije | LED napajanja / metalno kućište sa PFC-om: 350mA | MEAN WELL | 37.532 | 4503.84 | 900.768 | 5404.608 | ✅ Lager
16 | ELG-100-C350B | 100 | 100-305 | 143-286 | 0.35 | Napajanja za LED osvetljenje u metalnom al kućištu sa PFC-om,sa IP65/67, 5 i 7 godina garancije | LED napajanja / metalno kućište sa PFC-om: 350mA | MEAN WELL | 42.46 | 5095.2 | 1019.04 | 6114.24 | ✅ Lager
16 | ELG-75-C500 | 75 | 100-305 | 75-150 | 0.5 | Napajanja za LED osvetljenje u metalnom al kućištu sa PFC-om,sa IP65/67, 5 i 7 godina garancije | LED napajanja / metalno kućište sa PFC-om: 500mA | MEAN WELL | 36.685 | 4402.2 | 880.44 | 5282.64 | ✅ Lager
16 | ELG-75-C500A | 75 | 100-305 | 75-150 | 0.5 | Napajanja za LED osvetljenje u metalnom al kućištu sa PFC-om,sa IP65/67, 5 i 7 godina garancije | LED napajanja / metalno kućište sa PFC-om: 500mA | MEAN WELL | 36.685 | 4402.2 | 880.44 | 5282.64 | ✅ Lager
16 | ELG-75-C700A | 75 | 100-305 | 53-107 | 0.7 | Napajanja za LED osvetljenje u metalnom al kućištu sa PFC-om,sa IP65/67, 5 i 7 godina garancije | LED napajanja / metalno kućište sa PFC-om: 700mA | MEAN WELL | 36.685 | 4402.2 | 880.44 | 5282.64 | ✅ Lager
16 | ELG-75-C700B | 75 | 100-305 | 53-107 | 0.7 | Napajanja za LED osvetljenje u metalnom al kućištu sa PFC-om,sa IP65/67, 5 i 7 godina garancije | LED napajanja / metalno kućište sa PFC-om: 700mA | MEAN WELL | 38.863 | 4663.56 | 932.712 | 5596.272 | ✅ Lager
16 | ELG-100-C700A | 100 | 100-305 | 71-143 | 0.7 | Napajanja za LED osvetljenje u metalnom al kućištu sa PFC-om,sa IP65/67, 5 i 7 godina garancije | LED napajanja / metalno kućište sa PFC-om: 700mA | MEAN WELL | 41.811 | 5017.32 | 1003.464 | 6020.784 | ✅ Lager
16 | ELG-100-C700B | 100 | 100-305 | 71-143 | 0.7 | Napajanja za LED osvetljenje u metalnom al kućištu sa PFC-om,sa IP65/67, 5 i 7 godina garancije | LED napajanja / metalno kućište sa PFC-om: 700mA | MEAN WELL | 42.46 | 5095.2 | 1019.04 | 6114.24 | ✅ Lager
16 | ELG-100-C700DA | 100 | 100-305 | 71-143 | 0.7 | Napajanja za LED osvetljenje u metalnom al kućištu sa PFC-om,sa IP65/67, 5 i 7 godina garancije | LED napajanja / metalno kućište sa PFC-om: 700mA | MEAN WELL | 47.454 | 5694.48 | 1138.896 | 6833.376 | ✅ Lager
12 | HLG-240H-C700A | 240 | 90-305 | 143-286 | 0.7 | Napajanja za LED osvetljenje u metalnom al kućištu sa PFC-om,sa IP65/67, 5 i 7 godina garancije | LED napajanja / metalno kućište sa PFC-om: 700mA | MEAN WELL | 80.553 | 9666.36 | 1933.272 | 11599.632 | ✅ Lager
16 | ELG-75-C1050A | 75 | 100-305 | 35-71 | 1.05 | Napajanja za LED osvetljenje u metalnom al kućištu sa PFC-om,sa IP65/67, 5 i 7 godina garancije | LED napajanja / metalno kućište sa PFC-om: 1050mA | MEAN WELL | 36.685 | 4402.2 | 880.44 | 5282.64 | ✅ Lager
16 | ELG-75-C1050D2 | 75 | 100-305 | 35-71 | 1.05 | Napajanja za LED osvetljenje u metalnom al kućištu sa PFC-om,sa IP65/67, 5 i 7 godina garancije | LED napajanja / metalno kućište sa PFC-om: 1050mA | MEAN WELL | 42.46 | 5095.2 | 1019.04 | 6114.24 | ✅ Lager
16 | ELG-75-C1050DA | 75 | 100-305 | 35-71 | 1.05 | Napajanja za LED osvetljenje u metalnom al kućištu sa PFC-om,sa IP65/67, 5 i 7 godina garancije | LED napajanja / metalno kućište sa PFC-om: 1050mA | MEAN WELL | 41.173 | 4940.76 | 988.152 | 5928.912 | ✅ Lager
16 | ELG-100-C1050A | 100 | 100-305 | 48-95 | 1.05 | Napajanja za LED osvetljenje u metalnom al kućištu sa PFC-om,sa IP65/67, 5 i 7 godina garancije | LED napajanja / metalno kućište sa PFC-om: 1050mA | MEAN WELL | 41.811 | 5017.32 | 1003.464 | 6020.784 | ✅ Lager
16 | ELG-100-C1050D2 | 100 | 100-305 | 48-95 | 1.05 | Napajanja za LED osvetljenje u metalnom al kućištu sa PFC-om,sa IP65/67, 5 i 7 godina garancije | LED napajanja / metalno kućište sa PFC-om: 1050mA | MEAN WELL | 48.609 | 5833.08 | 1166.616 | 6999.696 | ✅ Lager
12 | HLG-185H-C1050A | 185 | 90-305 | 95-190 | 1.05 | Napajanja za LED osvetljenje u metalnom al kućištu sa PFC-om,sa IP65/67, 5 i 7 godina garancije | LED napajanja / metalno kućište sa PFC-om: 1050mA | MEAN WELL | 68.365 | 8203.8 | 1640.76 | 9844.56 | ✅ Lager
12 | ELG-200-C1050A | 200 | 100-305 | 95-190 | 1.05 | Napajanja za LED osvetljenje u metalnom al kućištu sa PFC-om,sa IP65/67, 5 i 7 godina garancije | LED napajanja / metalno kućište sa PFC-om: 1050mA | MEAN WELL | 50.798 | 6095.76 | 1219.152 | 7314.912 | ✅ Lager
8 | HLG-320H-C1050A | 320 | 90-305 | 152-305 | 1.05 | Napajanja za LED osvetljenje u metalnom al kućištu sa PFC-om,sa IP65/67, 5 i 7 godina garancije | LED napajanja / metalno kućište sa PFC-om: 1050mA | MEAN WELL | 101.321 | 12158.52 | 2431.704 | 14590.224 | ✅ Lager
12 | HVGC-150-1050A | 150 | 180-528 | 15-143 | 1.05 | Napajanja za LED osvetljenje u metalnom al kućištu sa PFC-om,sa IP65/67, 5 i 7 godina garancije | LED napajanja / metalno kućište sa PFC-om: 1050mA | MEAN WELL | 74.602 | 8952.24 | 1790.448 | 10742.688 | ✅ Lager
16 | ELG-100-C1400A | 100 | 100-305 | 27-54 | 1.4 | Napajanja za LED osvetljenje u metalnom al kućištu sa PFC-om,sa IP65/67, 5 i 7 godina garancije | LED napajanja / metalno kućište sa PFC-om: 1400mA | MEAN WELL | 41.811 | 5017.32 | 1003.464 | 6020.784 | ✅ Lager
16 | ELG-150-C1400 | 150 | 100-305 | 54-107 | 1.4 | Napajanja za LED osvetljenje u metalnom al kućištu sa PFC-om,sa IP65/67, 5 i 7 godina garancije | LED napajanja / metalno kućište sa PFC-om: 1400mA | MEAN WELL | 44 | 5280 | 1056 | 6336 | ✅ Lager
12 | ELG-200-C1400A | 200 | 100-305 | 71-142 | 1.4 | Napajanja za LED osvetljenje u metalnom al kućištu sa PFC-om,sa IP65/67, 5 i 7 godina garancije | LED napajanja / metalno kućište sa PFC-om: 1400mA | MEAN WELL | 50.798 | 6095.76 | 1219.152 | 7314.912 | ✅ Lager
4 | HLG-480H-C1400A | 480 | 90-305 | 171-341 | 1.4 | Napajanja za LED osvetljenje u metalnom al kućištu sa PFC-om,sa IP65/67, 5 i 7 godina garancije | LED napajanja / metalno kućište sa PFC-om: 1400mA | MEAN WELL | 162.888 | 19546.56 | 3909.312 | 23455.872 | ✅ Lager
/ | HVGC-480-M-AB | 480 | 100-305 | 92-228,5 | 2.1 | Napajanja za LED osvetljenje u metalnom al kućištu sa PFC-om,sa IP65/67, 5 i 7 godina garancije | LED napajanja / metalno kućište sa PFC-om: 2100mA | MEAN WELL | 177.29 | 21274.8 | 4254.96 | 25529.76 | ✅ Lager
72 | PCD-16-350B | 16 |  | 24~48 | 0.35 | Napajanja za LED osvetljenje u metalnom al kućištu sa PFC-om,sa IP65/67, 5 i 7 godina garancije | TRIAC dimabilna led napajanja 350mA | MEAN WELL | 18.04 | 2164.8 | 432.96 | 2597.76 | ✅ Lager
72 | PCD-25-350B | 25 |  | 40~58 | 0.35 | Napajanja za LED osvetljenje u metalnom al kućištu sa PFC-om,sa IP65/67, 5 i 7 godina garancije | TRIAC dimabilna led napajanja 350mA | MEAN WELL | 19.228 | 2307.36 | 461.472 | 2768.832 | ✅ Lager
30 | PCD-40-350B | 40 |  | 70~108 | 0.35 | Napajanja za LED osvetljenje u metalnom al kućištu sa PFC-om,sa IP65/67, 5 i 7 godina garancije | TRIAC dimabilna led napajanja 350mA | MEAN WELL | 26.4 | 3168 | 633.6 | 3801.6 | ✅ Lager
30 | PCD-40-500B | 40 |  | 48~80 | 0.5 | Napajanja za LED osvetljenje u metalnom al kućištu sa PFC-om,sa IP65/67, 5 i 7 godina garancije | TRIAC dimabilna led napajanja 500mA | MEAN WELL | 26.4 | 3168 | 633.6 | 3801.6 | ✅ Lager
30 | PCD-60-500B | 60 |  | 70~108 | 0.5 | Napajanja za LED osvetljenje u metalnom al kućištu sa PFC-om,sa IP65/67, 5 i 7 godina garancije | TRIAC dimabilna led napajanja 500mA | MEAN WELL | 28.71 | 3445.2 | 689.04 | 4134.24 | ✅ Lager
72 | PCD-16-700B | 16 |  | 16~24 | 0.7 | Napajanja za LED osvetljenje u metalnom al kućištu sa PFC-om,sa IP65/67, 5 i 7 godina garancije | TRIAC dimabilna led napajanja 700mA | MEAN WELL | 18.04 | 2164.8 | 432.96 | 2597.76 | ✅ Lager
72 | PCD-25-700B | 25 |  | 24~36 | 0.7 | Napajanja za LED osvetljenje u metalnom al kućištu sa PFC-om,sa IP65/67, 5 i 7 godina garancije | TRIAC dimabilna led napajanja 700mA | MEAN WELL | 19.228 | 2307.36 | 461.472 | 2768.832 | ✅ Lager
30 | PCD-40-700B | 40 |  | 34~57 | 0.7 | Napajanja za LED osvetljenje u metalnom al kućištu sa PFC-om,sa IP65/67, 5 i 7 godina garancije | TRIAC dimabilna led napajanja 700mA | MEAN WELL | 26.4 | 3168 | 633.6 | 3801.6 | ✅ Lager
30 | PCD-60-700B | 60 |  | 50~86 | 0.7 | Napajanja za LED osvetljenje u metalnom al kućištu sa PFC-om,sa IP65/67, 5 i 7 godina garancije | TRIAC dimabilna led napajanja 700mA | MEAN WELL | 28.71 | 3445.2 | 689.04 | 4134.24 | ✅ Lager
72 | PCD-16-1050B | 16 |  | 16~24 | 1.05 | Napajanja za LED osvetljenje u metalnom al kućištu sa PFC-om,sa IP65/67, 5 i 7 godina garancije | TRIAC dimabilna led napajanja 1050mA | MEAN WELL | 18.04 | 2164.8 | 432.96 | 2597.76 | ✅ Lager
72 | PCD-25-1050B | 25 |  | 24~36 | 1.05 | Napajanja za LED osvetljenje u metalnom al kućištu sa PFC-om,sa IP65/67, 5 i 7 godina garancije | TRIAC dimabilna led napajanja 1050mA | MEAN WELL | 19.228 | 2307.36 | 461.472 | 2768.832 | ✅ Lager
30 | PCD-40-1050B | 40 |  | 34~57 | 1.05 | Napajanja za LED osvetljenje u metalnom al kućištu sa PFC-om,sa IP65/67, 5 i 7 godina garancije | TRIAC dimabilna led napajanja 1050mA | MEAN WELL | 26.4 | 3168 | 633.6 | 3801.6 | ✅ Lager
30 | PCD-60-1050B | 60 |  | 34~57 | 1.05 | Napajanja za LED osvetljenje u metalnom al kućištu sa PFC-om,sa IP65/67, 5 i 7 godina garancije | TRIAC dimabilna led napajanja 1050mA | MEAN WELL | 28.71 | 3445.2 | 689.04 | 4134.24 | ✅ Lager
72 | PCD-16-1400B | 16 |  | 8~12 | 1.4 | Napajanja za LED osvetljenje u metalnom al kućištu sa PFC-om,sa IP65/67, 5 i 7 godina garancije | TRIAC dimabilna led napajanja 1400mA | MEAN WELL | 18.04 | 2164.8 | 432.96 | 2597.76 | ✅ Lager
72 | PCD-25-1400B | 25 |  | 12~18 | 1.4 | Napajanja za LED osvetljenje u metalnom al kućištu sa PFC-om,sa IP65/67, 5 i 7 godina garancije | TRIAC dimabilna led napajanja 1400mA | MEAN WELL | 19.228 | 2307.36 | 461.472 | 2768.832 | ✅ Lager
30 | PCD-40-1400B | 40 |  | 17~29 | 1.4 | Napajanja za LED osvetljenje u metalnom al kućištu sa PFC-om,sa IP65/67, 5 i 7 godina garancije | TRIAC dimabilna led napajanja 1400mA | MEAN WELL | 26.4 | 3168 | 633.6 | 3801.6 | ✅ Lager
30 | PCD-60-1400B | 60 |  | 25~43 | 1.4 | Napajanja za LED osvetljenje u metalnom al kućištu sa PFC-om,sa IP65/67, 5 i 7 godina garancije | TRIAC dimabilna led napajanja 1400mA | MEAN WELL | 28.71 | 3445.2 | 689.04 | 4134.24 | ✅ Lager
30 | PCD-40-1750B | 40 |  | 13~23 | 1.75 | Napajanja za LED osvetljenje u metalnom al kućištu sa PFC-om,sa IP65/67, 5 i 7 godina garancije | TRIAC dimabilna led napajanja 1750mA | MEAN WELL | 26.4 | 3168 | 633.6 | 3801.6 | ✅ Lager
30 | PCD-60-1750B | 60 |  | 20~34 | 1.75 | Napajanja za LED osvetljenje u metalnom al kućištu sa PFC-om,sa IP65/67, 5 i 7 godina garancije | TRIAC dimabilna led napajanja 1750mA | MEAN WELL | 28.71 | 3445.2 | 689.04 | 4134.24 | ✅ Lager
54 | LDC-35 | 35 | 180~295 | 27~56 | 0,3~1 | SLIM LED CONSTANT POWER IP65(linijski-slim) | IP65(linijski-slim | MEAN WELL | 26.862 | 3223.44 | 644.688 | 3868.128 | ✅ Lager
54 | LDC-35B | 35 | 180~295 | 27~56 | 0,3~1 | SLIM LED CONSTANT POWER IP65(linijski-slim) | IP65(linijski-slim | MEAN WELL | 28.952 | 3474.24 | 694.848 | 4169.088 | ✅ Lager
54 | LDC-35DA | 35 | 180~295 | 27~56 | 0,3~1 | SLIM LED CONSTANT POWER IP65(linijski-slim) | IP65(linijski-slim | MEAN WELL | 33.143 | 3977.16 | 795.432 | 4772.592 | ✅ Lager
48 | LDC-55 | 55 | 180~295 | 27~56 | 0,5~1,6 | SLIM LED CONSTANT POWER IP65(linijski-slim) | IP65(linijski-slim | MEAN WELL | 28.952 | 3474.24 | 694.848 | 4169.088 | ✅ Lager
48 | LDC-55B | 55 | 180~295 | 27~56 | 0,5~1,6 | SLIM LED CONSTANT POWER IP65(linijski-slim) | IP65(linijski-slim | MEAN WELL | 31.053 | 3726.36 | 745.272 | 4471.632 | ✅ Lager
48 | LDC-55DA | 55 | 180~295 | 27~56 | 0,5~1,6 | SLIM LED CONSTANT POWER IP65(linijski-slim) | IP65(linijski-slim | MEAN WELL | 35.431 | 4251.72 | 850.344 | 5102.064 | ✅ Lager
40 | LDC-80 | 80 | 180~295 | 27~56 | 0,7~2,1 | SLIM LED CONSTANT POWER IP65(linijski-slim) | IP65(linijski-slim | MEAN WELL | 31.053 | 3726.36 | 745.272 | 4471.632 | ✅ Lager
40 | LDC-80B | 80 | 180~295 | 27~56 | 0,7~2,1 | SLIM LED CONSTANT POWER IP65(linijski-slim) | IP65(linijski-slim | MEAN WELL | 33.143 | 3977.16 | 795.432 | 4772.592 | ✅ Lager
40 | LDC-80DA | 80 | 180~295 | 27~56 | 0,7~2,1 | SLIM LED CONSTANT POWER IP65(linijski-slim) | IP65(linijski-slim | MEAN WELL | 37.521 | 4502.52 | 900.504 | 5403.024 | ✅ Lager
24 | XLG-25A | 25 | 100~305 | 22~54 | 0,25~1,05 | LED CONSTANT POWER IP67 | LED CONSTANT | MEAN WELL | 21.67 | 2600.4 | 520.08 | 3120.48 | ✅ Lager
24 | XLG-25AB | 25 | 100~305 | 22~54 | 0,25~1,05 | LED CONSTANT POWER IP67 | LED CONSTANT | MEAN WELL | 24.728 | 2967.36 | 593.472 | 3560.832 | ✅ Lager
24 | XLG-50A | 50 | 100~305 | 22~54 | 0,53~2,1 | LED CONSTANT POWER IP67 | LED CONSTANT | MEAN WELL | 22.77 | 2732.4 | 546.48 | 3278.88 | ✅ Lager
24 | XLG-50AB | 50 | 100~305 | 22~54 | 0,53~2,1 | LED CONSTANT POWER IP67 | LED CONSTANT | MEAN WELL | 24.783 | 2973.96 | 594.792 | 3568.752 | ✅ Lager
24 | XLG-75-12-A | 75 | 100~305 | 8,4~12 | 5 | LED CONSTANT POWER IP67 | LED CONSTANT | MEAN WELL | 27.874 | 3344.88 | 668.976 | 4013.856 | ✅ Lager
24 | XLG-75-24-A | 75 | 100~305 | 16,8~24 | 3.1 | LED CONSTANT POWER IP67 | LED CONSTANT | MEAN WELL | 27.874 | 3344.88 | 668.976 | 4013.856 | ✅ Lager
24 | XLG-75-H-A | 75 | 100~305 | 27~56 | 0,65~2,1 | LED CONSTANT POWER IP67 | LED CONSTANT | MEAN WELL | 27.874 | 3344.88 | 668.976 | 4013.856 | ✅ Lager
24 | XLG-75-H-AB | 75 | 100~305 | 27~56 | 0,65~2,1 | LED CONSTANT POWER IP67 | LED CONSTANT | MEAN WELL | 36.289 | 4354.68 | 870.936 | 5225.616 | ✅ Lager
24 | XLG-75-L-A | 75 | 100~305 | 53~107 | 0,35~1,05 | LED CONSTANT POWER IP67 | LED CONSTANT | MEAN WELL | 27.874 | 3344.88 | 668.976 | 4013.856 | ✅ Lager
24 | XLG-75-L-AB | 75 | 100~305 | 53~107 | 0,35~1,05 | LED CONSTANT POWER IP67 | LED CONSTANT | MEAN WELL | 36.289 | 4354.68 | 870.936 | 5225.616 | ✅ Lager
24 | XLG-100-12-A | 100 | 100~305 | 8,4~12 | 4~8 | LED CONSTANT POWER IP67 | LED CONSTANT | MEAN WELL | 33.088 | 3970.56 | 794.112 | 4764.672 | ✅ Lager
24 | XLG-100-24-A | 100 | 100~305 | 16,8~24 | 2~4 | LED CONSTANT POWER IP67 | LED CONSTANT | MEAN WELL | 33.088 | 3970.56 | 794.112 | 4764.672 | ✅ Lager
24 | XLG-100-H-A | 100 | 100~305 | 27~56 | 0,875~2,78 | LED CONSTANT POWER IP67 | LED CONSTANT | MEAN WELL | 33.088 | 3970.56 | 794.112 | 4764.672 | ✅ Lager
24 | XLG-100-H-AB | 100 | 100~305 | 27~56 | 0,875~2,78 | LED CONSTANT POWER IP67 | LED CONSTANT | MEAN WELL | 38.742 | 4649.04 | 929.808 | 5578.848 | ✅ Lager
24 | XLG-100-L-A | 100 | 100~305 | 71~142 | 0,35~1,05 | LED CONSTANT POWER IP67 | LED CONSTANT | MEAN WELL | 33.088 | 3970.56 | 794.112 | 4764.672 | ✅ Lager
24 | XLG-100-L-AB | 100 | 100~305 | 71~142 | 0,35~1,05 | LED CONSTANT POWER IP67 | LED CONSTANT | MEAN WELL | 38.742 | 4649.04 | 929.808 | 5578.848 | ✅ Lager
16 | XLG-150-12-A | 150 | 100~305 | 8.4~12 | 6,5~12,5 | LED CONSTANT POWER IP67 | LED CONSTANT | MEAN WELL | 34.44 | 4132.8 | 826.56 | 4959.36 | ✅ Lager
16 | XLG-150-24-A | 150 | 100~305 | 16,8~24 | 3,2~6,25 | LED CONSTANT POWER IP67 | LED CONSTANT | MEAN WELL | 34.44 | 4132.8 | 826.56 | 4959.36 | ✅ Lager
16 | XLG-150-H-A | 150 | 100~305 | 27~56 | 1,4~4,17 | LED CONSTANT POWER IP67 | LED CONSTANT | MEAN WELL | 36.08 | 4329.6 | 865.92 | 5195.52 | ✅ Lager
16 | XLG-150-H-AB | 150 | 100~305 | 27~56 | 1,4~4,17 | LED CONSTANT POWER IP67 | LED CONSTANT | MEAN WELL | 39.501 | 4740.12 | 948.024 | 5688.144 | ✅ Lager
16 | XLG-150-L-A | 150 | 100~305 | 120~214 | 0,35~1,05 | LED CONSTANT POWER IP67 | LED CONSTANT | MEAN WELL | 36.08 | 4329.6 | 865.92 | 5195.52 | ✅ Lager
16 | XLG-200-12-A | 200 | 100~305 | 8,4~12 | 8~16 | LED CONSTANT POWER IP67 | LED CONSTANT | MEAN WELL | 41.63 | 4995.6 | 999.12 | 5994.72 | ✅ Lager
16 | XLG-200-24-A | 200 | 100~305 | 16,8~24 | 4,15~8,3 | LED CONSTANT POWER IP67 | LED CONSTANT | MEAN WELL | 41.63 | 4995.6 | 999.12 | 5994.72 | ✅ Lager
16 | XLG-200-H-A | 200 | 100~305 | 27~56 | 1,75~5,55 | LED CONSTANT POWER IP67 | LED CONSTANT | MEAN WELL | 43.615 | 5233.8 | 1046.76 | 6280.56 | ✅ Lager
16 | XLG-200-H-AB | 200 | 100~305 | 27~56 | 1,75~5,55 | LED CONSTANT POWER IP67 | LED CONSTANT | MEAN WELL | 46.981 | 5637.72 | 1127.544 | 6765.264 | ✅ Lager
16 | XLG-200-L-AB | 200 | 100~305 | 142~285 | 0,35~1,05 | LED CONSTANT POWER IP67 | LED CONSTANT | MEAN WELL | 46.981 | 5637.72 | 1127.544 | 6765.264 | ✅ Lager
16 | XLG-240-H-A | 240 | 100~305 | 27~56 | 2,2~6,6 | LED CONSTANT POWER IP67 | LED CONSTANT | MEAN WELL | 45.991 | 5518.92 | 1103.784 | 6622.704 | ✅ Lager
64 | SLD-50-12 | 50.4 | 110-305 | 12 | 4.2 | LED CONSTANT POWER IP67 | Konstantan izlazni napon: 12/24VDC SLIM | MEAN WELL | 22 | 2640 | 528 | 3168 | ✅ Lager
64 | SLD-50-24 | 50.4 | 110-305 | 24 | 2.1 | LED CONSTANT POWER IP67 | Konstantan izlazni napon: 12/24VDC SLIM | MEAN WELL | 22 | 2640 | 528 | 3168 | ✅ Lager
64 | SLD-50-56 | 50.4 | 110-305 | 30-56 | 0,9~1,4 | LED CONSTANT POWER IP67 | Konstantan izlazni napon: 12/24VDC SLIM | MEAN WELL | 22 | 2640 | 528 | 3168 | ✅ Lager
64 | SLD-80-12 | 79.2 | 110-305 | 12 | 6.6 | LED CONSTANT POWER IP67 | Konstantan izlazni napon: 12/24VDC SLIM | MEAN WELL | 28.6 | 3432 | 686.4 | 4118.4 | ✅ Lager
64 | SLD-80-24 | 79.2 | 110-305 | 24 | 3.3 | LED CONSTANT POWER IP67 | Konstantan izlazni napon: 12/24VDC SLIM | MEAN WELL | 28.6 | 3432 | 686.4 | 4118.4 | ✅ Lager
64 | SLD-80-56 | 79.2 | 110-305 | 30-56 | 1,4~2,1 | LED CONSTANT POWER IP67 | Konstantan izlazni napon: 12/24VDC SLIM | MEAN WELL | 28.6 | 3432 | 686.4 | 4118.4 | ✅ Lager
60 | PLP-20-48 | 20 | 90-277 | 48 | 0.42 | Napajanja za LED osvetljenje - PCB tip sa PFC-om | LED napajanja / PCB tip sa PFC-om: 48VDC | MEAN WELL | 14.19 | 1702.8 | 340.56 | 2043.36 | ✅ Lager
96 | PLP-45-48 | 45 | 90-277 | 48 | 0.95 | Napajanja za LED osvetljenje - PCB tip sa PFC-om | LED napajanja / PCB tip sa PFC-om: 48VDC | MEAN WELL | 15.994 | 1919.28 | 383.856 | 2303.136 | ✅ Lager
96 | PLP-60-48 | 60 | 90-277 | 48 | 1.3 | Napajanja za LED osvetljenje - PCB tip sa PFC-om | LED napajanja / PCB tip sa PFC-om: 48VDC | MEAN WELL | 17.369 | 2084.28 | 416.856 | 2501.136 | ✅ Lager
96 | HLP-80H-36 | 80 | 90-305 | 36 | 2.3 | Napajanja za LED osvetljenje - PCB tip sa PFC-om | LED napajanja / PCB tip sa PFC-om: 48VDC | MEAN WELL | 37.62 | 4514.4 | 902.88 | 5417.28 | ✅ Lager
24 | UHP-200 | 200 | 90-264 | 3.3/4.2/5/12/15/24/36/48 | 40/40/40/16,7/13,4/8,4/5,6/4,2 | SLIM napajanja- namena za led panele |  | MEAN WELL | 60.016 | 7201.92 | 1440.384 | 8642.304 | ✅ Lager
24 | UHP-200R | 200 | 90-264 | 3.3/4.2/5/12/15/24/36/48 | 40/40/40/16,7/13,4/8,4/5,6/4,2 | SLIM napajanja- namena za led panele |  | MEAN WELL | 63.635 | 7636.2 | 1527.24 | 9163.44 | ✅ Lager
16 | UHP-350 | 350 | 90-264 | 3.3/4.2/5/12/15/24/36/48 | 60/60/60/29,2/23,4/14,6/9,75/7,3 | SLIM napajanja- namena za led panele |  | MEAN WELL | 90.398 | 10847.76 | 2169.552 | 13017.312 | ✅ Lager
16 | UHP-350R | 350 | 90-264 | 3.3/4.2/5/12/15/24/36/48 | 60/60/60/29,2/23,4/14,6/9,75/7,3 | SLIM napajanja- namena za led panele |  | MEAN WELL | 94.105 | 11292.6 | 2258.52 | 13551.12 | ✅ Lager
16 | UHP-500 | 500 | 90-264 | 4.2/5/12/15/24/36/48 | 80/80/41,7/33,4/20,9/13,9/10,45 | SLIM napajanja- namena za led panele |  | MEAN WELL | 128.238 | 15388.56 | 3077.712 | 18466.272 | ✅ Lager
16 | UHP-500R | 500 | 90-264 | 4.2/5/12/15/24/36/48 | 80/80/41,7/33,4/20,9/13,9/10,45 | SLIM napajanja- namena za led panele |  | MEAN WELL | 133.65 | 16038 | 3207.6 | 19245.6 | ✅ Lager
10 | UHP-750 | 750 | 90-264 | 12/15/24/36/48 | 60/31,3/20,9/15,7 | SLIM napajanja- namena za led panele |  | MEAN WELL | 234.905 | 28188.6 | 5637.72 | 33826.32 | ✅ Lager
8 | UHP-1000 | 1000 | 90-264 | 12/15/24/36/48 | 80/42/28/21 | SLIM napajanja- namena za led panele |  | MEAN WELL | 328.878 | 39465.36 | 7893.072 | 47358.432 | ✅ Lager
576 | LDD-300LW | 9~36 |  | 2~32 | 0.3 | DC-DC LED driver |  | MEAN WELL | 5.225 | 627 | 125.4 | 752.4 | ✅ Lager
576 | LDD-300HW | 9~56 |  | 2~52 | 0.3 | DC-DC LED driver |  | MEAN WELL | 8.25 | 990 | 198 | 1188 | ✅ Lager
576 | LDD-350LW | 9~36 |  | 2~32 | 0.35 | DC-DC LED driver |  | MEAN WELL | 5.225 | 627 | 125.4 | 752.4 | ✅ Lager
576 | LDD-350HW | 9~56 |  | 2~52 | 0.35 | DC-DC LED driver |  | MEAN WELL | 8.25 | 990 | 198 | 1188 | ✅ Lager
576 | LDD-500LW | 9~36 |  | 2~32 | 0.5 | DC-DC LED driver |  | MEAN WELL | 5.225 | 627 | 125.4 | 752.4 | ✅ Lager
576 | LDD-500HW | 9~56 |  | 2~52 | 0.5 | DC-DC LED driver |  | MEAN WELL | 8.25 | 990 | 198 | 1188 | ✅ Lager
576 | LDD-600LW | 9~36 |  | 2~32 | 0.6 | DC-DC LED driver |  | MEAN WELL | 5.225 | 627 | 125.4 | 752.4 | ✅ Lager
576 | LDD-700LW | 9~36 |  | 2~32 | 0.7 | DC-DC LED driver |  | MEAN WELL | 5.225 | 627 | 125.4 | 752.4 | ✅ Lager
576 | LDD-700HW | 9~56 |  | 2~52 | 0.7 | DC-DC LED driver |  | MEAN WELL | 8.25 | 990 | 198 | 1188 | ✅ Lager
100 | LDH-45A-1050W | 9~18 |  | 12~43 | 0.3 | DC-DC LED driver |  | MEAN WELL | 11.363 | 1363.56 | 272.712 | 1636.272 | ✅ Lager
100 | LDH-45A-500W | 9~18 |  | 12~86 | 0.35 | DC-DC LED driver |  | MEAN WELL | 11.363 | 1363.56 | 272.712 | 1636.272 | ✅ Lager
100 | LDH-45A-700W | 9~18 |  | 12~64 | 0.5 | DC-DC LED driver |  | MEAN WELL | 11.363 | 1363.56 | 272.712 | 1636.272 | ✅ Lager
100 | LDH-45B-350W | 18~32 |  | 21-126 | 0.6 | DC-DC LED driver |  | MEAN WELL | 11.363 | 1363.56 | 272.712 | 1636.272 | ✅ Lager
100 | LDH-45B-500W | 18~32 |  | 21-86 | 0.7 | DC-DC LED driver |  | MEAN WELL | 11.363 | 1363.56 | 272.712 | 1636.272 | ✅ Lager
270 | HBG-160-24A | 160 | 90-295 | 24 | 6,5 | Prekidačko napajanje, okruglo sa PFC |  | MEAN WELL | 58.729 | 7047.48 | 1409.496 | 8456.976 | ✅ Lager
144 | HBG-240-36A | 240 | 90-295 | 36 | 6,7 | Prekidačko napajanje, okruglo sa PFC |  | MEAN WELL | 79.97 | 9596.4 | 1919.28 | 11515.68 | ✅ Lager
120 | HBG-60-1050 | 60 | 90-295 | 37~55 | 1,05 | Prekidačko napajanje, okruglo sa PFC |  | MEAN WELL | 25.245 | 3029.4 | 605.88 | 3635.28 | ✅ Lager
1 | WPD-06KIT |  |  |  |  | Accessory | Dalinski DC dimer kit (En-ocean Dimmer Kit) | MEAN WELL | 229.5 | 27540 | 5508 | 33048 | ✅ Lager
1 | DAP-04-S01 |  |  |  |  | Accessory | 4-kanalni konveror iz DALI u PWM signal | MEAN WELL | 24.3 | 2916 | 583.2 | 3499.2 | ✅ Lager
160 | PIR-045 |  |  |  |  | Accessory | PIR - Passive Infrared Sensor (Photoelectric Motion Sensor) | MEAN WELL | 28.5 | 3420 | 684 | 4104 | ✅ Lager
18 | SPD-20-240P |  |  |  |  | Accessory | Uređaj za zaštitu od prenapona | MEAN WELL | 11.09 | 1330.8 | 266.16 | 1596.96 | ✅ Lager
84 | SDP-001 |  |  |  |  | Accessory | Smart Timer Dimming Programme | MEAN WELL | 15.75 | 1890 | 378 | 2268 | ✅ Lager
84 | SBP-001 |  |  |  |  | Accessory | Smart Battery Charging Programmer | MEAN WELL | 49.5 | 5940 | 1188 | 7128 | ✅ Lager
120 | SD-15B-5 | 15 | 19-36 | 5 | 3 | DC/DC konvertor | DC/DC konvertori sa kućištem: 5VDC | MEAN WELL | 14.509 | 1741.08 | 348.216 | 2089.296 | ✅ Lager
120 | SD-15C-5 | 15 | 36-72 | 5 | 3 | DC/DC konvertor | DC/DC konvertori sa kućištem: 5VDC | MEAN WELL | 14.509 | 1741.08 | 348.216 | 2089.296 | ✅ Lager
45 | SD-25A-5 | 25 | 9-18 | 5 | 5 | DC/DC konvertor | DC/DC konvertori sa kućištem: 5VDC | MEAN WELL | 24.728 | 2967.36 | 593.472 | 3560.832 | ✅ Lager
45 | SD-25B-5 | 25 | 19-36 | 5 | 5 | DC/DC konvertor | DC/DC konvertori sa kućištem: 5VDC | MEAN WELL | 24.728 | 2967.36 | 593.472 | 3560.832 | ✅ Lager
24 | SD-50A-5 | 50 | 9~8 | 5 | 3 | DC/DC konvertor | DC/DC konvertori sa kućištem: 5VDC | MEAN WELL | 30.932 | 3711.84 | 742.368 | 4454.208 | ✅ Lager
24 | SD-50B-5 | 50 | 19-36 | 5 | 4.2 | DC/DC konvertor | DC/DC konvertori sa kućištem: 5VDC | MEAN WELL | 30.932 | 3711.84 | 742.368 | 4454.208 | ✅ Lager
20 | SD-100B-5 | 100 | 19-36 | 5 | 4.2 | DC/DC konvertor | DC/DC konvertori sa kućištem: 5VDC | MEAN WELL | 35.101 | 4212.12 | 842.424 | 5054.544 | ✅ Lager
12 | SD-200B-5 | 200 | 19-36 | 5 | 34 | DC/DC konvertor | DC/DC konvertori sa kućištem: 5VDC | MEAN WELL | 85.294 | 10235.28 | 2047.056 | 12282.336 | ✅ Lager
120 | SD-15A-12 | 15 | 9-18 | 12 | 1.25 | DC/DC konvertor | DC/DC konvertori sa kućištem: 12VDC | MEAN WELL | 13.068 | 1568.16 | 313.632 | 1881.792 | ✅ Lager
120 | SD-15B-12 | 15 | 19-36 | 12 | 1.25 | DC/DC konvertor | DC/DC konvertori sa kućištem: 12VDC | MEAN WELL | 14.509 | 1741.08 | 348.216 | 2089.296 | ✅ Lager
120 | SD-15C-12 | 15 | 36-72 | 12 | 1.25 | DC/DC konvertor | DC/DC konvertori sa kućištem: 12VDC | MEAN WELL | 14.509 | 1741.08 | 348.216 | 2089.296 | ✅ Lager
45 | SD-25A-12 | 25 | 9-18 | 12 | 2.1 | DC/DC konvertor | DC/DC konvertori sa kućištem: 12VDC | MEAN WELL | 24.728 | 2967.36 | 593.472 | 3560.832 | ✅ Lager
45 | SD-25B-12 | 25 | 19-36 | 12 | 2.1 | DC/DC konvertor | DC/DC konvertori sa kućištem: 12VDC | MEAN WELL | 24.728 | 2967.36 | 593.472 | 3560.832 | ✅ Lager
45 | SD-25C-12 | 25 | 36-72 | 12 | 2.1 | DC/DC konvertor | DC/DC konvertori sa kućištem: 12VDC | MEAN WELL | 24.728 | 2967.36 | 593.472 | 3560.832 | ✅ Lager
24 | SD-50A-12 | 50 | 9-18 | 12 | 2.1 | DC/DC konvertor | DC/DC konvertori sa kućištem: 12VDC | MEAN WELL | 30.932 | 3711.84 | 742.368 | 4454.208 | ✅ Lager
24 | SD-50B-12 | 50 | 19-36 | 12 | 4.2 | DC/DC konvertor | DC/DC konvertori sa kućištem: 12VDC | MEAN WELL | 30.932 | 3711.84 | 742.368 | 4454.208 | ✅ Lager
24 | SD-50C-12 | 50 | 36-72 | 12 | 2.1 | DC/DC konvertor | DC/DC konvertori sa kućištem: 12VDC | MEAN WELL | 30.932 | 3711.84 | 742.368 | 4454.208 | ✅ Lager
20 | SD-100C-12 | 100 | 36~72 | 12 | 8.5 | DC/DC konvertor | DC/DC konvertori sa kućištem: 12VDC | MEAN WELL | 35.101 | 4212.12 | 842.424 | 5054.544 | ✅ Lager
16 | SD-150B-12 | 150 | 19~36 | 12 | 12.5 | DC/DC konvertor | DC/DC konvertori sa kućištem: 12VDC | MEAN WELL | 46.409 | 5569.08 | 1113.816 | 6682.896 | ✅ Lager
12 | SD-200C-12 | 200 | 36~72 | 12 | 16.7 | DC/DC konvertor | DC/DC konvertori sa kućištem: 12VDC | MEAN WELL | 85.294 | 10235.28 | 2047.056 | 12282.336 | ✅ Lager
12 | SD-350B-12 | 350 | 19~36 | 12 | 27.5 | DC/DC konvertor | DC/DC konvertori sa kućištem: 12VDC | MEAN WELL | 102.63 | 12315.6 | 2463.12 | 14778.72 | ✅ Lager
12 | SD-350D-12 | 350 | 72~144 | 12 | 29.2 | DC/DC konvertor | DC/DC konvertori sa kućištem: 12VDC | MEAN WELL | 102.63 | 12315.6 | 2463.12 | 14778.72 | ✅ Lager
120 | SD-15A-24 | 15 | 9-18 | 24 | 0.625 | DC/DC konvertor | DC/DC konvertori sa kućištem: 24VDC | MEAN WELL | 14.509 | 1741.08 | 348.216 | 2089.296 | ✅ Lager
120 | SD-15B-24 | 15 | 19-36 | 24 | 0.625 | DC/DC konvertor | DC/DC konvertori sa kućištem: 24VDC | MEAN WELL | 14.509 | 1741.08 | 348.216 | 2089.296 | ✅ Lager
120 | SD-15C-24 | 15 | 36-72 | 24 | 0.625 | DC/DC konvertor | DC/DC konvertori sa kućištem: 24VDC | MEAN WELL | 14.509 | 1741.08 | 348.216 | 2089.296 | ✅ Lager
45 | SD-25A-24 | 25 | 9-18 | 24 | 1.1 | DC/DC konvertor | DC/DC konvertori sa kućištem: 24VDC | MEAN WELL | 24.728 | 2967.36 | 593.472 | 3560.832 | ✅ Lager
45 | SD-25B-24 | 25 | 19-36 | 24 | 1.1 | DC/DC konvertor | DC/DC konvertori sa kućištem: 24VDC | MEAN WELL | 24.728 | 2967.36 | 593.472 | 3560.832 | ✅ Lager
24 | SD-50A-24 | 50 | 9-18 | 24 | 2.1 | DC/DC konvertor | DC/DC konvertori sa kućištem: 24VDC | MEAN WELL | 30.932 | 3711.84 | 742.368 | 4454.208 | ✅ Lager
24 | SD-50B-24 | 50 | 19-36 | 24 | 2.1 | DC/DC konvertor | DC/DC konvertori sa kućištem: 24VDC | MEAN WELL | 30.932 | 3711.84 | 742.368 | 4454.208 | ✅ Lager
24 | SD-50C-24 | 50 | 36-72 | 24 | 2.1 | DC/DC konvertor | DC/DC konvertori sa kućištem: 24VDC | MEAN WELL | 30.932 | 3711.84 | 742.368 | 4454.208 | ✅ Lager
20 | SD-100B-24 | 100 | 19-36 | 24 | 4.2 | DC/DC konvertor | DC/DC konvertori sa kućištem: 24VDC | MEAN WELL | 38.6 | 4632 | 926.4 | 5558.4 | ✅ Lager
16 | SD-150B-24 | 150 | 19-36 | 24 | 6.3 | DC/DC konvertor | DC/DC konvertori sa kućištem: 24VDC | MEAN WELL | 46.409 | 5569.08 | 1113.816 | 6682.896 | ✅ Lager
16 | SD-150C-24 | 150 | 36-72 | 24 | 6.3 | DC/DC konvertor | DC/DC konvertori sa kućištem: 24VDC | MEAN WELL | 46.409 | 5569.08 | 1113.816 | 6682.896 | ✅ Lager
16 | SD-150D-24 | 150 | 72~144 | 24 | 6.3 | DC/DC konvertor | DC/DC konvertori sa kućištem: 24VDC | MEAN WELL | 46.409 | 5569.08 | 1113.816 | 6682.896 | ✅ Lager
12 | SD-200C-24 | 200 | 36~72 | 24 | 8.4 | DC/DC konvertor | DC/DC konvertori sa kućištem: 24VDC | MEAN WELL | 85.294 | 10235.28 | 2047.056 | 12282.336 | ✅ Lager
12 | SD-350D-24 | 350 | 72~144 | 24 | 14.6 | DC/DC konvertor | DC/DC konvertori sa kućištem: 24VDC | MEAN WELL | 102.63 | 12315.6 | 2463.12 | 14778.72 | ✅ Lager
12 | SD-500L-24 | 500 | 19~72 | 24 | 21 | DC/DC konvertor | DC/DC konvertori sa kućištem: 24VDC | MEAN WELL | 153.758 | 18450.96 | 3690.192 | 22141.152 | ✅ Lager
12 | SD-500L-48 | 500 | 19~72 | 48 | 10.5 | DC/DC konvertor | DC/DC konvertori sa kućištem: 48VDC | MEAN WELL | 153.758 | 18450.96 | 3690.192 | 22141.152 | ✅ Lager
56 | RSD-30G-3,3 | 19.8 | 9-36 | 3.3 | 6 | DC/DC konvertor | DC/DC konvertori (Železnički): 3.3VDC | MEAN WELL | 31.394 | 3767.28 | 753.456 | 4520.736 | ✅ Lager
56 | RSD-30L-3,3 | 19.8 | 18-72 | 3.3 | 6 | DC/DC konvertor | DC/DC konvertori (Železnički): 3.3VDC | MEAN WELL | 31.394 | 3767.28 | 753.456 | 4520.736 | ✅ Lager
56 | RSD-30H-3,3 | 19.8 | 40-160 | 3.3 | 6 | DC/DC konvertor | DC/DC konvertori (Železnički): 3.3VDC | MEAN WELL | 31.394 | 3767.28 | 753.456 | 4520.736 | ✅ Lager
48 | RSD-60G-3,3 | 39.6 | 9-36 | 3.3 | 12 | DC/DC konvertor | DC/DC konvertori (Železnički): 3.3VDC | MEAN WELL | 40.37 | 4844.4 | 968.88 | 5813.28 | ✅ Lager
48 | RSD-60L-3,3 | 39.6 | 18-72 | 3.3 | 12 | DC/DC konvertor | DC/DC konvertori (Železnički): 3.3VDC | MEAN WELL | 40.37 | 4844.4 | 968.88 | 5813.28 | ✅ Lager
48 | RSD-60H-3,3 | 39.6 | 40-160 | 3.3 | 12 | DC/DC konvertor | DC/DC konvertori (Železnički): 3.3VDC | MEAN WELL | 40.37 | 4844.4 | 968.88 | 5813.28 | ✅ Lager
56 | RSD-30G-5 | 30 | 9-36 | 5 | 6 | DC/DC konvertor | DC/DC konvertori (Železnički): 5VDC | MEAN WELL | 31.394 | 3767.28 | 753.456 | 4520.736 | ✅ Lager
56 | RSD-30L-5 | 30 | 18-72 | 5 | 6 | DC/DC konvertor | DC/DC konvertori (Železnički): 5VDC | MEAN WELL | 31.394 | 3767.28 | 753.456 | 4520.736 | ✅ Lager
56 | RSD-30H-5 | 30 | 40-160 | 5 | 6 | DC/DC konvertor | DC/DC konvertori (Železnički): 5VDC | MEAN WELL | 31.394 | 3767.28 | 753.456 | 4520.736 | ✅ Lager
48 | RSD-60G-5 | 60 | 9-36 | 5 | 12 | DC/DC konvertor | DC/DC konvertori (Železnički): 5VDC | MEAN WELL | 40.37 | 4844.4 | 968.88 | 5813.28 | ✅ Lager
48 | RSD-60L-5 | 60 | 18-72 | 5 | 12 | DC/DC konvertor | DC/DC konvertori (Železnički): 5VDC | MEAN WELL | 40.37 | 4844.4 | 968.88 | 5813.28 | ✅ Lager
48 | RSD-60H-5 | 60 | 40-160 | 5 | 12 | DC/DC konvertor | DC/DC konvertori (Železnički): 5VDC | MEAN WELL | 40.37 | 4844.4 | 968.88 | 5813.28 | ✅ Lager
20 | RSD-100B-5 | 100 | 14,4-33,6 | 5 | 20 | DC/DC konvertor | DC/DC konvertori (Železnički): 5VDC | MEAN WELL | 76.23 | 9147.6 | 1829.52 | 10977.12 | ✅ Lager
15 | RSD-150B-5 | 150 | 14,4-33,6 | 5 | 30 | DC/DC konvertor | DC/DC konvertori (Železnički): 5VDC | MEAN WELL | 91.696 | 11003.52 | 2200.704 | 13204.224 | ✅ Lager
56 | RSD-30G-12 | 30 | 9-36 | 12 | 2.5 | DC/DC konvertor | DC/DC konvertori (Železnički): 12VDC | MEAN WELL | 31.394 | 3767.28 | 753.456 | 4520.736 | ✅ Lager
56 | RSD-30L-12 | 30 | 18-72 | 12 | 2.5 | DC/DC konvertor | DC/DC konvertori (Železnički): 12VDC | MEAN WELL | 31.394 | 3767.28 | 753.456 | 4520.736 | ✅ Lager
56 | RSD-30H-12 | 30 | 40-160 | 12 | 2.5 | DC/DC konvertor | DC/DC konvertori (Železnički): 12VDC | MEAN WELL | 31.394 | 3767.28 | 753.456 | 4520.736 | ✅ Lager
48 | RSD-60G-12 | 60 | 9-36 | 12 | 5 | DC/DC konvertor | DC/DC konvertori (Železnički): 12VDC | MEAN WELL | 40.37 | 4844.4 | 968.88 | 5813.28 | ✅ Lager
48 | RSD-60L-12 | 60 | 18-72 | 12 | 5 | DC/DC konvertor | DC/DC konvertori (Železnički): 12VDC | MEAN WELL | 40.37 | 4844.4 | 968.88 | 5813.28 | ✅ Lager
48 | RSD-60H-12 | 60 | 40-160 | 12 | 5 | DC/DC konvertor | DC/DC konvertori (Železnički): 12VDC | MEAN WELL | 40.37 | 4844.4 | 968.88 | 5813.28 | ✅ Lager
24 | RSD-100B-12 | 100 | 14,4-33,6 | 12 | 8.4 | DC/DC konvertor | DC/DC konvertori (Železnički): 12VDC | MEAN WELL | 76.23 | 9147.6 | 1829.52 | 10977.12 | ✅ Lager
20 | RSD-100D-12 | 100 | 57,6-154 | 12 | 8.4 | DC/DC konvertor | DC/DC konvertori (Železnički): 12VDC | MEAN WELL | 76.23 | 9147.6 | 1829.52 | 10977.12 | ✅ Lager
15 | RSD-150B-12 | 150 | 14,4-33,6 | 12 | 12.5 | DC/DC konvertor | DC/DC konvertori (Železnički): 12VDC | MEAN WELL | 91.696 | 11003.52 | 2200.704 | 13204.224 | ✅ Lager
56 | RSD-30G-24 | 30 | 9-36 | 24 | 1.25 | DC/DC konvertor | DC/DC konvertori (Železnički): 24VDC | MEAN WELL | 31.394 | 3767.28 | 753.456 | 4520.736 | ✅ Lager
56 | RSD-30L-24 | 30 | 18-72 | 24 | 1.25 | DC/DC konvertor | DC/DC konvertori (Železnički): 24VDC | MEAN WELL | 31.394 | 3767.28 | 753.456 | 4520.736 | ✅ Lager
56 | RSD-30H-24 | 30 | 40-160 | 24 | 1.25 | DC/DC konvertor | DC/DC konvertori (Železnički): 24VDC | MEAN WELL | 31.394 | 3767.28 | 753.456 | 4520.736 | ✅ Lager
48 | RSD-60G-24 | 60 | 9-36 | 24 | 2.5 | DC/DC konvertor | DC/DC konvertori (Železnički): 24VDC | MEAN WELL | 40.37 | 4844.4 | 968.88 | 5813.28 | ✅ Lager
48 | RSD-60L-24 | 60 | 18-72 | 24 | 2.5 | DC/DC konvertor | DC/DC konvertori (Železnički): 24VDC | MEAN WELL | 40.37 | 4844.4 | 968.88 | 5813.28 | ✅ Lager
48 | RSD-60H-24 | 60 | 40-160 | 24 | 2.5 | DC/DC konvertor | DC/DC konvertori (Železnički): 24VDC | MEAN WELL | 40.37 | 4844.4 | 968.88 | 5813.28 | ✅ Lager
20 | RSD-100C-24 | 100 | 28,8-67,2 | 24 | 4.2 | DC/DC konvertor | DC/DC konvertori (Železnički): 24VDC | MEAN WELL | 76.23 | 9147.6 | 1829.52 | 10977.12 | ✅ Lager
20 | RSD-100D-24 | 100 | 57,6-154 | 24 | 4.2 | DC/DC konvertor | DC/DC konvertori (Železnički): 24VDC | MEAN WELL | 76.23 | 9147.6 | 1829.52 | 10977.12 | ✅ Lager
12 | RSD-200C-24 | 200 | 28,8-67,2 | 24 | 8.4 | DC/DC konvertor | DC/DC konvertori (Železnički): 24VDC | MEAN WELL | 120.241 | 14428.92 | 2885.784 | 17314.704 | ✅ Lager
15 | SPA01A-05 | 1 | 9~18 | 5 | 0,02-0,2 | DC/DC konvertor | Konvertori modularnog tipa | MEAN WELL | 8.316 | 997.92 | 199.584 | 1197.504 | ✅ Lager
15 | SCW03A-05 | 3 | 9~18 | 5 | 0.6 | DC/DC konvertor | Konvertori modularnog tipa | MEAN WELL | 9.9 | 1188 | 237.6 | 1425.6 | ✅ Lager
15 | SCW03B-05 | 3 | 18~36 | 5 | 0.6 | DC/DC konvertor | Konvertori modularnog tipa | MEAN WELL | 9.9 | 1188 | 237.6 | 1425.6 | ✅ Lager
15 | SCW03C-05 | 3 | 36~72 | 5 | 0.6 | DC/DC konvertor | Konvertori modularnog tipa | MEAN WELL | 9.9 | 1188 | 237.6 | 1425.6 | ✅ Lager
15 | SCW05B-05 | 5 | 18~36 | 5 | 1 | DC/DC konvertor | Konvertori modularnog tipa | MEAN WELL | 11 | 1320 | 264 | 1584 | ✅ Lager
15 | SCW12B-12 | 12 | 18~36 | 12 | 1 | DC/DC konvertor | Konvertori modularnog tipa | MEAN WELL | 17.347 | 2081.64 | 416.328 | 2497.968 | ✅ Lager
15 | SKM10B-05 | 10 | 18~36 | 5 | 2 | DC/DC konvertor | Konvertori modularnog tipa | MEAN WELL | 19.822 | 2378.64 | 475.728 | 2854.368 | ✅ Lager
120 | PSD-15C-05 | 15 | 36~72 | 5 | 3 | DC/DC konvertor | DC/DC konvertori bez kućišta | MEAN WELL | 10.219 | 1226.28 | 245.256 | 1471.536 | ✅ Lager
120 | PSD-15A-12 | 15 | 8~18 | 12 | 1.25 | DC/DC konvertor | DC/DC konvertori bez kućišta | MEAN WELL | 10.219 | 1226.28 | 245.256 | 1471.536 | ✅ Lager
120 | PSD-15B-12 | 15 | 19-36 | 12 | 1.25 | DC/DC konvertor | DC/DC konvertori bez kućišta | MEAN WELL | 10.219 | 1226.28 | 245.256 | 1471.536 | ✅ Lager
96 | PSD-30B-12 | 30 | 18-36 | 12 | 2.5 | DC/DC konvertor | DC/DC konvertori bez kućišta | MEAN WELL | 15.4 | 1848 | 369.6 | 2217.6 | ✅ Lager
96 | PSD-30C-12 | 30 | 36~72 | 12 | 2.5 | DC/DC konvertor | DC/DC konvertori bez kućišta | MEAN WELL | 15.4 | 1848 | 369.6 | 2217.6 | ✅ Lager
30 | A301-100-F3 | 10-15 |  | 230 | 100 | DC/AC INVERTORI | Vin 12 VDC (sa modifikovanim sinusnim izlazom) | MEAN WELL | 45.573 | 5468.76 | 1093.752 | 6562.512 | ✅ Lager
20 | A301-150-F3 | 10-15 |  | 230 | 150 | DC/AC INVERTORI | Vin 12 VDC (sa modifikovanim sinusnim izlazom) | MEAN WELL | 47.762 | 5731.44 | 1146.288 | 6877.728 | ✅ Lager
16 | A301-300-F3 | 10-15 |  | 230 | 300 | DC/AC INVERTORI | Vin 12 VDC (sa modifikovanim sinusnim izlazom) | MEAN WELL | 68.013 | 8161.56 | 1632.312 | 9793.872 | ✅ Lager
8 | A301-600-F3 | 10-15 |  | 230 | 600 | DC/AC INVERTORI | Vin 12 VDC (sa modifikovanim sinusnim izlazom) | MEAN WELL | 125.246 | 15029.52 | 3005.904 | 18035.424 | ✅ Lager
4 | A301-1K0-F3 | 10-15 |  | 230 | 1000 | DC/AC INVERTORI | Vin 12 VDC (sa modifikovanim sinusnim izlazom) | MEAN WELL | 250.041 | 30004.92 | 6000.984 | 36005.904 | ✅ Lager
3 | A301-1K7-F3 | 10-15 |  | 230 | 1700 | DC/AC INVERTORI | Vin 12 VDC (sa modifikovanim sinusnim izlazom) | MEAN WELL | 359.887 | 43186.44 | 8637.288 | 51823.728 | ✅ Lager
2 | A301-2K5-F3 | 10-15 |  | 230 | 2500 | DC/AC INVERTORI | Vin 12 VDC (sa modifikovanim sinusnim izlazom) | MEAN WELL | 675.378 | 81045.36 | 16209.072 | 97254.432 | ✅ Lager
30 | A302-100-F3 | 10-15 |  | 230 | 100 | DC/AC INVERTORI | Vin 24 VDC (sa modifikovanim sinusnim izlazom) | MEAN WELL | 45.573 | 5468.76 | 1093.752 | 6562.512 | ✅ Lager
20 | A302-150-F3 | 21-30 |  | 230 | 150 | DC/AC INVERTORI | Vin 24 VDC (sa modifikovanim sinusnim izlazom) | MEAN WELL | 47.762 | 5731.44 | 1146.288 | 6877.728 | ✅ Lager
16 | A302-300-F3 | 21-30 |  | 230 | 300 | DC/AC INVERTORI | Vin 24 VDC (sa modifikovanim sinusnim izlazom) | MEAN WELL | 68.013 | 8161.56 | 1632.312 | 9793.872 | ✅ Lager
8 | A302-600-F3 | 21-30 |  | 230 | 600 | DC/AC INVERTORI | Vin 24 VDC (sa modifikovanim sinusnim izlazom) | MEAN WELL | 125.246 | 15029.52 | 3005.904 | 18035.424 | ✅ Lager
4 | A302-1K0-F3 | 21-30 |  | 230 | 1000 | DC/AC INVERTORI | Vin 24 VDC (sa modifikovanim sinusnim izlazom) | MEAN WELL | 250.041 | 30004.92 | 6000.984 | 36005.904 | ✅ Lager
3 | A302-1K7-F3 | 21-30 |  | 230 | 1700 | DC/AC INVERTORI | Vin 24 VDC (sa modifikovanim sinusnim izlazom) | MEAN WELL | 359.887 | 43186.44 | 8637.288 | 51823.728 | ✅ Lager
2 | A302-2K5-F3 | 21-30 |  | 230 | 2500 | DC/AC INVERTORI | Vin 24 VDC (sa modifikovanim sinusnim izlazom) | MEAN WELL | 675.378 | 81045.36 | 16209.072 | 97254.432 | ✅ Lager
30 | A301-100-F3 | 10-15 |  | 230 | 100 | DC/AC INVERTORI | Vin= 12 VDC (sa pravim sinusom) | MEAN WELL | 45.573 | 5468.76 | 1093.752 | 6562.512 | ✅ Lager
20 | A301-150-F3 | 10-15 |  | 230 | 150 | DC/AC INVERTORI | Vin= 12 VDC (sa pravim sinusom) | MEAN WELL | 47.762 | 5731.44 | 1146.288 | 6877.728 | ✅ Lager
16 | A301-300-F3 | 10-15 |  | 230 | 300 | DC/AC INVERTORI | Vin= 12 VDC (sa pravim sinusom) | MEAN WELL | 68.013 | 8161.56 | 1632.312 | 9793.872 | ✅ Lager
8 | A301-600-F3 | 10-15 |  | 230 | 600 | DC/AC INVERTORI | Vin= 12 VDC (sa pravim sinusom) | MEAN WELL | 125.246 | 15029.52 | 3005.904 | 18035.424 | ✅ Lager
4 | A301-1K0-F3 | 10-15 |  | 230 | 1000 | DC/AC INVERTORI | Vin= 12 VDC (sa pravim sinusom) | MEAN WELL | 250.041 | 30004.92 | 6000.984 | 36005.904 | ✅ Lager
3 | A301-1K7-F3 | 10-15 |  | 230 | 1700 | DC/AC INVERTORI | Vin= 12 VDC (sa pravim sinusom) | MEAN WELL | 359.887 | 43186.44 | 8637.288 | 51823.728 | ✅ Lager
2 | A301-2K5-F3 | 10-15 |  | 230 | 2500 | DC/AC INVERTORI | Vin= 12 VDC (sa pravim sinusom) | MEAN WELL | 675.378 | 81045.36 | 16209.072 | 97254.432 | ✅ Lager
30 | A302-100-F3 | 10-15 |  | 230 | 100 | DC/AC INVERTORI | Vin 24 VDC (sa modifikovanim sinusnim izlazom) | MEAN WELL | 45.573 | 5468.76 | 1093.752 | 6562.512 | ✅ Lager
20 | A302-150-F3 | 21-30 |  | 230 | 150 | DC/AC INVERTORI | Vin 24 VDC (sa modifikovanim sinusnim izlazom) | MEAN WELL | 47.762 | 5731.44 | 1146.288 | 6877.728 | ✅ Lager
16 | A302-300-F3 | 21-30 |  | 230 | 300 | DC/AC INVERTORI | Vin 24 VDC (sa modifikovanim sinusnim izlazom) | MEAN WELL | 68.013 | 8161.56 | 1632.312 | 9793.872 | ✅ Lager
8 | A302-600-F3 | 21-30 |  | 230 | 600 | DC/AC INVERTORI | Vin 24 VDC (sa modifikovanim sinusnim izlazom) | MEAN WELL | 125.246 | 15029.52 | 3005.904 | 18035.424 | ✅ Lager
4 | A302-1K0-F3 | 21-30 |  | 230 | 1000 | DC/AC INVERTORI | Vin 24 VDC (sa modifikovanim sinusnim izlazom) | MEAN WELL | 250.041 | 30004.92 | 6000.984 | 36005.904 | ✅ Lager
3 | A302-1K7-F3 | 21-30 |  | 230 | 1700 | DC/AC INVERTORI | Vin 24 VDC (sa modifikovanim sinusnim izlazom) | MEAN WELL | 359.887 | 43186.44 | 8637.288 | 51823.728 | ✅ Lager
2 | A302-2K5-F3 | 21-30 |  | 230 | 2500 | DC/AC INVERTORI | Vin 24 VDC (sa modifikovanim sinusnim izlazom) | MEAN WELL | 675.378 | 81045.36 | 16209.072 | 97254.432 | ✅ Lager
6 | TS-200-212B | 10,5-15 |  | 230/50 | 200 | DC/AC INVERTORI |  | MEAN WELL | 176.374 | 21164.88 | 4232.976 | 25397.856 | ✅ Lager
6 | TS-400-212B | 10,5-15 |  | 230/50 | 400 | DC/AC INVERTORI |  | MEAN WELL | 189.2 | 22704 | 4540.8 | 27244.8 | ✅ Lager
2 | TS-700-212B | 10,5-15 |  | 230/50 | 700 | DC/AC INVERTORI |  | MEAN WELL | 358.38 | 43005.6 | 8601.12 | 51606.72 | ✅ Lager
2 | TS-1000-212B | 10,5-15 |  | 230/50 | 1000 | DC/AC INVERTORI |  | MEAN WELL | 390.5 | 46860 | 9372 | 56232 | ✅ Lager
2 | TS-1500-212B | 10,5-15 |  | 230/50 | 1500 | DC/AC INVERTORI |  | MEAN WELL | 611.49 | 73378.8 | 14675.76 | 88054.56 | ✅ Lager
1 | TS-3000-212B | 10,5-15 |  | 230/50 | 3000 | DC/AC INVERTORI |  | MEAN WELL | 1019.227 | 122307.24 | 24461.448 | 146768.688 | ✅ Lager
6 | TS-200-224B | 21-30 |  | 230/50 | 200 | DC/AC INVERTORI | Vin 24 VDC (sa pravim sinusom) | MEAN WELL | 176.374 | 21164.88 | 4232.976 | 25397.856 | ✅ Lager
6 | TS-400-224B | 21-30 |  | 230/50 | 400 | DC/AC INVERTORI | Vin 24 VDC (sa pravim sinusom) | MEAN WELL | 189.2 | 22704 | 4540.8 | 27244.8 | ✅ Lager
2 | TS-700-224B | 21-30 |  | 230/50 | 700 | DC/AC INVERTORI | Vin 24 VDC (sa pravim sinusom) | MEAN WELL | 358.38 | 43005.6 | 8601.12 | 51606.72 | ✅ Lager
2 | TS-1000-224B | 21-30 |  | 230/50 | 1000 | DC/AC INVERTORI | Vin 24 VDC (sa pravim sinusom) | MEAN WELL | 390.5 | 46860 | 9372 | 56232 | ✅ Lager
2 | TS-1500-224B | 21-30 |  | 230/50 | 1500 | DC/AC INVERTORI | Vin 24 VDC (sa pravim sinusom) | MEAN WELL | 611.49 | 73378.8 | 14675.76 | 88054.56 | ✅ Lager
1 | TS-3000-224B | 21-30 |  | 230/50 | 3000 | DC/AC INVERTORI | Vin 24 VDC (sa pravim sinusom) | MEAN WELL | 1019.227 | 122307.24 | 24461.448 | 146768.688 | ✅ Lager
6 | TS-200-224B | 21-30 |  | 230/50 | 200 | DC/AC INVERTORI | Vin 24 VDC (sa pravim sinusom) | MEAN WELL | 176.374 | 21164.88 | 4232.976 | 25397.856 | ✅ Lager
6 | TS-400-224B | 21-30 |  | 230/50 | 400 | DC/AC INVERTORI | Vin 24 VDC (sa pravim sinusom) | MEAN WELL | 189.2 | 22704 | 4540.8 | 27244.8 | ✅ Lager
2 | TS-700-224B | 21-30 |  | 230/50 | 700 | DC/AC INVERTORI | Vin 24 VDC (sa pravim sinusom) | MEAN WELL | 358.38 | 43005.6 | 8601.12 | 51606.72 | ✅ Lager
2 | TS-1000-224B | 21-30 |  | 230/50 | 1000 | DC/AC INVERTORI | Vin 24 VDC (sa pravim sinusom) | MEAN WELL | 390.5 | 46860 | 9372 | 56232 | ✅ Lager
2 | TS-1500-224B | 21-30 |  | 230/50 | 1500 | DC/AC INVERTORI | Vin 24 VDC (sa pravim sinusom) | MEAN WELL | 611.49 | 73378.8 | 14675.76 | 88054.56 | ✅ Lager
1 | TS-3000-224B | 21-30 |  | 230/50 | 3000 | DC/AC INVERTORI | Vin 24 VDC (sa pravim sinusom) | MEAN WELL | 1019.227 | 122307.24 | 24461.448 | 146768.688 | ✅ Lager
6 | TS-200-248B | 42-60 |  | 230/50 | 200 | DC/AC INVERTORI | Vin 48 VDC (sa pravim sinusom) | MEAN WELL | 176.374 | 21164.88 | 4232.976 | 25397.856 | ✅ Lager
6 | TS-400-248B | 42-60 |  | 230/50 | 400 | DC/AC INVERTORI | Vin 48 VDC (sa pravim sinusom) | MEAN WELL | 189.2 | 22704 | 4540.8 | 27244.8 | ✅ Lager
2 | TS-700-248B | 42-60 |  | 230/50 | 700 | DC/AC INVERTORI | Vin 48 VDC (sa pravim sinusom) | MEAN WELL | 358.38 | 43005.6 | 8601.12 | 51606.72 | ✅ Lager
2 | TS-1000-248B | 42-60 |  | 230/50 | 1000 | DC/AC INVERTORI | Vin 48 VDC (sa pravim sinusom) | MEAN WELL | 390.5 | 46860 | 9372 | 56232 | ✅ Lager
2 | TS-1500-248B | 42-60 |  | 230/50 | 1500 | DC/AC INVERTORI | Vin 48 VDC (sa pravim sinusom) | MEAN WELL | 611.49 | 73378.8 | 14675.76 | 88054.56 | ✅ Lager
2 | TS-3000-248B | 42-60 |  | 230/50 | 3000 | DC/AC INVERTORI | Vin 48 VDC (sa pravim sinusom) | MEAN WELL | 1019.227 | 122307.24 | 24461.448 | 146768.688 | ✅ Lager
2 | TN-1500-212B | 10,5-15 |  | 230/50 | 1500 | Vin 12 VDC (SOLARNI invertori) |  | MEAN WELL | 698.896 | 83867.52 | 16773.504 | 100641.024 | ✅ Lager
1 | TN-3000-212B | 10,5-15 |  | 230/50 | 3000 | Vin 12 VDC (SOLARNI invertori) |  | MEAN WELL | 1177.77 | 141332.4 | 28266.48 | 169598.88 | ✅ Lager
2 | TN-1500-224B | 21-30 |  | 230/50 | 1500 | Vin 24 VDC (SOLARNI invertori) |  | MEAN WELL | 698.896 | 83867.52 | 16773.504 | 100641.024 | ✅ Lager
1 | TN-3000-224B | 21-30 |  | 230/50 | 3000 | Vin 24 VDC (SOLARNI invertori) |  | MEAN WELL | 1177.77 | 141332.4 | 28266.48 | 169598.88 | ✅ Lager
2 | TN-1500-248B | 42-60 |  | 230/50 | 1500 | Vin 48 VDC (SOLARNI invertori) |  | MEAN WELL | 698.896 | 83867.52 | 16773.504 | 100641.024 | ✅ Lager
1 | TN-3000-248B | 42-60 |  | 230/50 | 3000 | Vin 48 VDC (SOLARNI invertori) |  | MEAN WELL | 1177.77 | 141332.4 | 28266.48 | 169598.88 | ✅ Lager
24 | IRC02 |  |  |  |  | Accessory | Daljinski upravljač za invertere (TS-700/TS100/TS-1500/TS-3000) | MEAN WELL | 26.08 |  | 0 | 0 | ✅ Lager
24 | IRC03 |  |  |  |  | Accessory | Daljinski upravljač za invertere (TN-1500/TN-3000) | MEAN WELL | 29.86 |  | 0 | 0 | ✅ Lager
16 | PB-120P-13C | 120 | 90-264 | 13.8 | 7.2 | Battery charger | Stand alone-punjači Pb i Li-ion | MEAN WELL | 63.657 | 7638.84 | 1527.768 | 9166.608 | ✅ Lager
12 | PB-230-12 | 230 | 90-264 | 14.4 | 16 | Battery charger | Stand alone-punjači Pb i Li-ion | MEAN WELL | 87.846 | 10541.52 | 2108.304 | 12649.824 | ✅ Lager
12 | PB-230-24 | 230 | 90-264 | 28.8 | 8 | Battery charger | Stand alone-punjači Pb i Li-ion | MEAN WELL | 87.846 | 10541.52 | 2108.304 | 12649.824 | ✅ Lager
6 | PB-300P-12 | 302 | 90-264 | 14.4 | 20.85 | Battery charger | Stand alone-punjači Pb i Li-ion | MEAN WELL | 121.792 | 14615.04 | 2923.008 | 17538.048 | ✅ Lager
6 | PB-300N-24 | 302 | 90-264 | 28.8 | 10.5 | Battery charger | Stand alone-punjači Pb i Li-ion | MEAN WELL | 109.472 | 13136.64 | 2627.328 | 15763.968 | ✅ Lager
6 | PB-360P-12 | 360 | 90-264 | 14.4 | 24.3 | Battery charger | Stand alone-punjači Pb i Li-ion | MEAN WELL | 130.064 | 15607.68 | 3121.536 | 18729.216 | ✅ Lager
6 | PB-360P-24 | 360 | 90-264 | 28.8 | 12.5 | Battery charger | Stand alone-punjači Pb i Li-ion | MEAN WELL | 130.064 | 15607.68 | 3121.536 | 18729.216 | ✅ Lager
6 | PB-600-12 | 605 | 90-264 | 14.4 | 40 | Battery charger | Stand alone-punjači Pb i Li-ion | MEAN WELL | 274.56 | 32947.2 | 6589.44 | 39536.64 | ✅ Lager
6 | PB-600-24 | 605 | 90-264 | 28.8 | 21 | Battery charger | Stand alone-punjači Pb i Li-ion | MEAN WELL | 274.56 | 32947.2 | 6589.44 | 39536.64 | ✅ Lager
4 | PB-1000-12 | 999 | 90-264 | 14.4 | 60 | Battery charger | Stand alone-punjači Pb i Li-ion | MEAN WELL | 397.76 | 47731.2 | 9546.24 | 57277.44 | ✅ Lager
4 | PB-1000-24 | 999 | 90-264 | 28.8 | 34.7 | Battery charger | Stand alone-punjači Pb i Li-ion | MEAN WELL | 397.76 | 47731.2 | 9546.24 | 57277.44 | ✅ Lager
1 | RPB-1600-12 | 1440 | 90-305 | 14.4 | 100 | Battery charger | Stand alone-punjači Pb i Li-ion | MEAN WELL | 510.4 | 61248 | 12249.6 | 73497.6 | ✅ Lager
6 | RPB-1600-24 | 1584 | 90-305 | 28.8 | 55 | Battery charger | Stand alone-punjači Pb i Li-ion | MEAN WELL | 510.4 | 61248 | 12249.6 | 73497.6 | ✅ Lager
8 | ESC-120-13.5 | 120 | 176-264 | 12-15 | 8 | Battery charger | Desktop-punjači Pb i Li-ion | MEAN WELL | 51.04 | 6124.8 | 1224.96 | 7349.76 | ✅ Lager
10 | ENC-120-12 | 120 | 90-264 | 14,4 | 8 | Battery charger | Desktop-punjači Pb i Li-ion | MEAN WELL | 68.343 | 8201.16 | 1640.232 | 9841.392 | ✅ Lager
10 | ENP-120-12 | 120 | 90-264 | 13,8 | 8.7 | Battery charger | Desktop-punjači Pb i Li-ion | MEAN WELL | 59.785 | 7174.2 | 1434.84 | 8609.04 | ✅ Lager
8 | ESC-240-13.5 | 240 | 176-264 | 12-15 | 26 | Battery charger | Desktop-punjači Pb i Li-ion | MEAN WELL | 66.44 | 7972.8 | 1594.56 | 9567.36 | ✅ Lager
10 | ENC-120-24 | 120 | 90-264 | 28,8 | 4 | Battery charger | Desktop-punjači Pb i Li-ion | MEAN WELL | 68.343 | 8201.16 | 1640.232 | 9841.392 | ✅ Lager
10 | ENP-120-24 | 120 | 90-264 | 27,6 | 4.3 | Battery charger | Desktop-punjači Pb i Li-ion | MEAN WELL | 59.785 | 7174.2 | 1434.84 | 8609.04 | ✅ Lager
8 | ESC-120-27 | 120 | 176-264 | 24-30 | 5 | Battery charger | Desktop-punjači Pb i Li-ion | MEAN WELL | 51.04 | 6124.8 | 1224.96 | 7349.76 | ✅ Lager
8 | ESC-240-27 | 240 | 176-264 | 24-30 | 8 | Battery charger | Desktop-punjači Pb i Li-ion | MEAN WELL | 66.44 | 7972.8 | 1594.56 | 9567.36 | ✅ Lager
6 | RPB-1600-24 | 1600 | 90-264 | 24 | 55 | Battery charger | Programabilni | MEAN WELL | 510.4 | 61248 | 12249.6 | 73497.6 | ✅ Lager
6 | RCB-1600-24 | 1600 | 90-264 | 24 | 55 | Battery charger | Programabilni | MEAN WELL | 519.453 | 62334.36 | 12466.872 | 74801.232 | ✅ Lager
20 | GST120A24-P1M | 120 | 90-264 | 24 | 5 | ADAPTER | Desktop | MEAN WELL | 47.916 | 5749.92 | 1149.984 | 6899.904 | ✅ Lager
60 | GST18E12-P1J | 18 | 85-264 | 12 | 1.5 | ADAPTER | Desktop | MEAN WELL | 13.354 | 1602.48 | 320.496 | 1922.976 | ✅ Lager
100 | GS06E-2P1J | 6 | 90-264 | 9 | 0.66 | ADAPTER | Wall mounted | MEAN WELL | 12.43 | 1491.6 | 298.32 | 1789.92 | ✅ Lager
100 | GS06E-3P1J | 6 | 90-264 | 12 | 0.5 | ADAPTER | Wall mounted | MEAN WELL | 12.43 | 1491.6 | 298.32 | 1789.92 | ✅ Lager
100 | GS06E-4P1J | 6 | 90-264 | 15 | 0.4 | ADAPTER | Wall mounted | MEAN WELL | 12.43 | 1491.6 | 298.32 | 1789.92 | ✅ Lager
100 | GS06E-6P1J | 6 | 90-264 | 24 | 0.25 | ADAPTER | Wall mounted | MEAN WELL | 12.43 | 1491.6 | 298.32 | 1789.92 | ✅ Lager
72 | KNX-20E-640** | 20 | 180-264 | Vout1=30 sa "choke" Vout2=30 bez "choke" | Iout1+Iout2=640 | ADAPTER | KNX | MEAN WELL | 77.44 | 9292.8 | 1858.56 | 11151.36 | ✅ Lager
5 | KSI-01U-KNX usb interface |  | 21~30VDC(KNX TP bus); 5VDC (USB bus) |  | KNX Protocol |  |  | MEAN WELL | 163.35 | 19602 | 3920.4 | 23522.4 | ✅ Lager
5 | KSR 01IP-KNX IP Router |  | 21~30VDC(KNX TP bus) |  | KNX Protocol |  |  | MEAN WELL | 312.4 | 37488 | 7497.6 | 44985.6 | ✅ Lager
48 | KAA-8R-KNX Universal Actuator | [6 empty] | MEAN WELL | 253 | 30360 | 6072 | 36432 | ✅ Lager
| KDA-64 KNX to DALI Gateway | [6 empty] | MEAN WELL | 521.4 | 62568 | 12513.6 | 75081.6 | ✅ Lager

## KONTAKTORI
ABB LAGER KONTAKTORI WWW.FOX.RS INFO@FOX.RS Maksima Gorkog 56/L4, 11000 Beograd Tel: 011/2415-393
NAZAD NA POČETNI EKRAN
NAZIV ARTIKLA | KATEGORIJA | SPECIFIKACIJA ARTIKLA | BREND | Cena u EU | Cena u RSD | Iznos PDV (RSD) | Cena sa PDV-om (RSD) | Stanje u magacinu
AX09-30-10-80 | KONTAKTORI | 4A/9kW | ABB | 13 | 1560 | 312 | 1872 | ✅ Lager
AX12-30-10-80 | KONTAKTORI | 5.5A/12kW | ABB | 15.1 | 1812 | 362.4 | 2174.4 | ✅ Lager
AX18-30-10-80 | KONTAKTORI | 7.5A/17kW | ABB | 22.4 | 2688 | 537.6 | 3225.6 | ✅ Lager
AX25-30-10-80 | KONTAKTORI | 11A/26kW | ABB | 32.2 | 3864 | 772.8 | 4636.8 | ✅ Lager
AX32-30-00-80 | KONTAKTORI | 15A/30kW | ABB | 48.1 | 5772 | 1154.4 | 6926.4 | ✅ Lager
CA5X-10 1NO | KONTAKTORI | NO blok kontakt | ABB | 2.7 | 324 | 64.8 | 388.8 | ✅ Lager
CA5X-01 1NC | KONTAKTORI | NC blok kontakt | ABB | 2.7 | 324 | 64.8 | 388.8 | ✅ Lager
Uc= 220-230VAC/DC, AC3: 380-400VAC

## STEP UPRAVLJANJE
KINCO STEP UPRAVLJANJE WWW.FOX.RS INFO@FOX.RS Maksima Gorkog 56/L4, 11000 Beograd Tel: 011/2415-393
NAZAD NA POČETNI EKRAN
NAZIV ARTIKLA | KATEGORIJA | OPIS ARTIKLA ARTIKLA | BREND | Cena u EU | Cena u RSD | Iznos PDV (RSD) | Cena sa PDV-om (RSD) | Stanje u magacinu
2M412 | STEP DRIVE | 2p, 40VDC/1,2A | KINCO | 68 | 8160 | 1632 | 9792 | ✅ Lager
2CM525 | STEP DRIVE | 2p, 24-50VDC/2.5A | KINCO | 72 | 8640 | 1728 | 10368 | ✅ Lager
2CM545 | STEP DRIVE | 2p, 24-50VDC/4.5A | KINCO | 80 | 9600 | 1920 | 11520 | ✅ Lager
2CM560 | STEP DRIVE | 2p, 24-50VDC/6.0A | KINCO | 96 | 11520 | 2304 | 13824 | ✅ Lager
2CM860 | STEP DRIVE | 2p, 24-70VDC/6.0A | KINCO | 99 | 11880 | 2376 | 14256 | ✅ Lager
2CM880 | STEP DRIVE | 2p, 24-70VDC/8A | KINCO | 99 | 11880 | 2376 | 14256 | ✅ Lager
2CM0870 | STEP DRIVE | 2p,18- 80VDC/7,2A | KINCO | 99 | 11880 | 2376 | 14256 | ✅ Lager
2M2280N | STEP DRIVE | 2p, 220VAC/8A | KINCO | 230 | 27600 | 5520 | 33120 | ✅ Lager
3CM880 | STEP DRIVE | 3p, 24-70VDC/8A | KINCO | 99 | 11880 | 2376 | 14256 | ✅ Lager
3M2280N | STEP DRIVE | 3p, 220VAC/8A | KINCO | 230 | 27600 | 5520 | 33120 | ✅ Lager
2S42Q-0240 | STEP MOTOR | 42mm, 2p, 0.4A, 0.22Nm | KINCO | 26 | 3120 | 624 | 3744 | ✅ Lager
2S42Q-0348 | STEP MOTOR | 42mm, 2p, 1.4A, 0.34Nm | KINCO | 27 | 3240 | 648 | 3888 | ✅ Lager
2S57Q-0541 | STEP MOTOR | 57mm, 2p, 1.5A, 0.5Nm | KINCO | 26 | 3120 | 624 | 3744 | ✅ Lager
2S57Q-0956 | STEP MOTOR | 57mm, 2p, 3.92A, 0.9Nm | KINCO | 37 | 4440 | 888 | 5328 | ✅ Lager
2S57Q-1376 | STEP MOTOR | 57mm, 2p, 3.92A, 1.3Nm | KINCO | 47 | 5640 | 1128 | 6768 | ✅ Lager
2S57Q-2280 | STEP MOTOR | 57mm, 2p, 5.6A, 2.2Nm | KINCO | 50 | 6000 | 1200 | 7200 | ✅ Lager
2S57Q-25B2 | STEP MOTOR | 57mm, 2p, 6A, 2.5Nm | KINCO | 78 | 9360 | 1872 | 11232 | ✅ Lager
2S86Q-3465 | STEP MOTOR | 86mm, 2p, 6A, 3.4Nm | KINCO | 85 | 10200 | 2040 | 12240 | ✅ Lager
2S86Q-4580 | STEP MOTOR | 86mm, 2p, 6A, 4.5Nm | KINCO | 90 | 10800 | 2160 | 12960 | ✅ Lager
2S86Q-85B8 | STEP MOTOR | 86mm, 2p, 6A, 8.5Nm | KINCO | 125 | 15000 | 3000 | 18000 | ✅ Lager
2S86Q-051F6 | STEP MOTOR | 86mm, 2p, 6A, 12.8Nm | KINCO | 160 | 19200 | 3840 | 23040 | ✅ Lager
2S110Q-03999 | STEP MOTOR | 110mm, 2p, 5.5A, 11.7Nm | KINCO | 182 | 21840 | 4368 | 26208 | ✅ Lager
2S110Q-047F0 | STEP MOTOR | 110mm, 2p, 6.5A, 21Nm | KINCO | 230 | 27600 | 5520 | 33120 | ✅ Lager
2S110Q-054K1 | STEP MOTOR | 110mm, 2p, 8A, 28Nm | KINCO | 325 | 39000 | 7800 | 46800 | ✅ Lager
2S130Y-039M0 | STEP MOTOR | 130mm, 2p, 6A, 28Nm | KINCO | 460 | 55200 | 11040 | 66240 | ✅ Lager
2S130Y-063R8 | STEP MOTOR | 130mm, 2p, 7A, 40Nm | KINCO | 530 | 63600 | 12720 | 76320 | ✅ Lager
3S57Q-04056 | STEP MOTOR | 56mm, 3p, 5.8A, 1Nm | KINCO | 43 | 5160 | 1032 | 6192 | ✅ Lager
3S57Q-04079 | STEP MOTOR | 56mm, 3p, 5.8A, 1.8Nm | KINCO | 50 | 6000 | 1200 | 7200 | ✅ Lager
3S85Q-04097 | STEP MOTOR | 85mm, 3p, 5.8A, 4.2Nm | KINCO | 162 | 19440 | 3888 | 23328 | ✅ Lager
3S85Q-040F7 | STEP MOTOR | 85mm, 3p, 4A, 7.5Nm | KINCO | 185 | 22200 | 4440 | 26640 | ✅ Lager

## KINCO HMI PANELI
KINCO HMI PANELI WWW.FOX.RS INFO@FOX.RS Maksima Gorkog 56/L4, 11000 Beograd Tel: 011/2415-393
NAZAD NA POČETNI EKRAN
NAZIV ARTIKLA | KATEGORIJA | OZNAKA ARTIKLA | DIAG | REZOLUCIJA | RTC USB | LAN | SD | AUDIO | BREND | Cena u EU | Cena u RSD | Iznos PDV (RSD) | Cena sa PDV-om (RSD) | Stanje u magacinu
GL043 | HMI TOUCH PANEL | Green GL series | 4.3'' | 480x272 | DA | NE | NE | NE | KINCO | 140 | 16800 | 3360 | 20160 | ✅ Lager
GL043E | HMI TOUCH PANEL | Green GL series | 4.3'' | 480x272 | DA | DA | NE | NE | KINCO | 150 | 18000 | 3600 | 21600 | ✅ Lager
GL070 | HMI TOUCH PANEL | Green GL series | 7'' | 800x480 | DA | NE | NE | NE | KINCO | 150 | 18000 | 3600 | 21600 | ✅ Lager
GL070E | HMI TOUCH PANEL | Green GL series | 7'' | 800x480 | DA | DA | NE | NE | KINCO | 160 | 19200 | 3840 | 23040 | ✅ Lager
GL100 | HMI TOUCH PANEL | Green GL series | 10.1'' | 1024x600 | DA | NE | NE | NE | KINCO | 250 | 30000 | 6000 | 36000 | ✅ Lager
GL100E | HMI TOUCH PANEL | Green GL series | 10.1'' | 1024x600 | DA | DA | NE | NE | KINCO | 270 | 32400 | 6480 | 38880 | ✅ Lager
GL150E | HMI TOUCH PANEL | Green GL series | 15'' | 1024x600 | DA | DA | NE | NE | KINCO | 1050 | 126000 | 25200 | 151200 | ✅ Lager
G121E | HMI TOUCH PANEL | Green GL series | 12'' | 800X600 | DA | DA | NE | NE | KINCO | 920 | 110400 | 22080 | 132480 | ✅ Lager
GH070 | HMI TOUCH PANEL | Green GH series | 7'' | 800x480 | DA | NE | NE | NE | KINCO | 250 | 30000 | 6000 | 36000 | ✅ Lager
GH070E | HMI TOUCH PANEL | Green GH series | 7'' | 800x480 | DA | DA | NE | NE | KINCO | 390 | 46800 | 9360 | 56160 | ✅ Lager
MD224L | ALFANUMERICAL DISPLAY WITH BUTONS | Alfanumerički displej s tastaturom | 3.7'' | 192x64 | OPTIONAL | NE | NE | NE | KINCO | 105 | 12600 | 2520 | 15120 | ✅ Lager

## IoT
FATEK IoT WWW.FOX.RS INFO@FOX.RS Maksima Gorkog 56/L4, 11000 Beograd Tel: 011/2415-393
NAZAD NA POČETNI EKRAN
NAZIV ARTIKLA | KATEGORIJA | SPECIFIKACIJA | BREND | Cena u EU | Cena u RSD | Iznos PDV (RSD) | Cena sa PDV-om (RSD) | Stanje u magacinu
NAPOMENA: ▽：-C — Alibaba Server, Blank — Google Server
IOT-IMON-D10010▽ | One Device | 1 Year,10 Data items, 2,500k Historic data, 50k Alarm records, Server: Google/Alibaba | FATEK | 40 | 4800 | 960 | 5760 | ✅ Lager
IOT-IMON-D20010▽ | One Device | 2 Years,10 Data items, 2,500k Historic data, 50k Alarm records, Server: Google/Alibaba | FATEK | 63 | 7560 | 1512 | 9072 | ✅ Lager
IOT-IMON-NN0010▽ | By Data Items (No Device Limitation) | 2 Years, 3 Users, 10 Data items, 2,500k Historic data, 50k Alarm records, Server: Google/Alibaba | FATEK | 88 | 10560 | 2112 | 12672 | ✅ Lager
IOT-IMON-NN0020▽ | By Data Items (No Device Limitation) | 2 Years, 5 Users, 20 Data items, 5,000k Historic data, 100k Alarm records, Server: Google/Alibaba | FATEK | 176 | 21120 | 4224 | 25344 | ✅ Lager
IOT-IMON-NN0050▽ | By Data Items (No Device Limitation) | 2 Years, 5 Users, 50 Data items, 12,500k Historic data, 250k Alarm records, Server: Google/Alibaba | FATEK | 439 | 52680 | 10536 | 63216 | ✅ Lager
IOT-IMON-NN0100▽ | By Data Items (No Device Limitation) | 2 Years, 5 Users, 100 Data items, 25,000k Historic data, 500k Alarm records, Server: Google/Alibaba | FATEK | 878 | 105360 | 21072 | 126432 | ✅ Lager
IOT-IMON-NN0150▽ | By Data Items (No Device Limitation) | 2 Years, 10 Users, 150 Data items, 37,500k Historic data, 750k Alarm records, Server: Google/Alibaba | FATEK | 1317 | 158040 | 31608 | 189648 | ✅ Lager
IOT-IMON-NN0200▽ | By Data Items (No Device Limitation) | 2 Years, 10 Users, 200 Data items, 50,000k Historic data, 1,000k Alarm records, Server: Google/Alibaba | FATEK | 1756 | 210720 | 42144 | 252864 | ✅ Lager
IOT-IMON-NN0300▽ | By Data Items (No Device Limitation) | 2 Years, 10 Users, 300 Data items, 75,000k Historic data, 1,500k Alarm records, Server: Google/Alibaba | FATEK | 2633 | 315960 | 63192 | 379152 | ✅ Lager
IOT-IMON-NN0400▽ | By Data Items (No Device Limitation) | 2 Years, 10 Users, 400 Data items, 100,000k Historic data, 2,000k Alarm records, Server: Google/Alibaba | FATEK | 3511 | 421320 | 84264 | 505584 | ✅ Lager
IOT-IMON-NN0500▽ | By Data Items (No Device Limitation) | 2 Years, 15 Users, 500 Data items, 125,000k Historic data, 2,500k Alarm records, Server: Google/Alibaba | FATEK | 4389 | 526680 | 105336 | 632016 | ✅ Lager
IOT-IMON-NN0700▽ | By Data Items (No Device Limitation) | 2 Years, 15 Users, 700 Data items, 175,000k Historic data, 3,500k Alarm records, Server: Google/Alibaba | FATEK | 6144 | 737280 | 147456 | 884736 | ✅ Lager
IOT-IMON-NN0900▽ | By Data Items (No Device Limitation) | 2 Years, 15 Users, 900 Data items, 225,000k Historic data, 4,500k Alarm records, Server: Google/Alibaba | FATEK | 7900 | 948000 | 189600 | 1137600 | ✅ Lager
IOT-SMS-100 | SMS | 100 Short Message Service, used in iMonitor | FATEK | 48 | 5760 | 1152 | 6912 | ✅ Lager
IOT-SMS-200 | SMS | 200 Short Message Service, used in iMonitor | FATEK | 96 | 11520 | 2304 | 13824 | ✅ Lager
IOT-SMS-500 | SMS | 500 Short Message Service, used in iMonitor | FATEK | 228 | 27360 | 5472 | 32832 | ✅ Lager
IOT-IACE-0▽ | iAccess | Remote maintenance, No time limit, 1 iAccess license to 1 HMI, Server: Google/Alibaba | FATEK | 102 | 12240 | 2448 | 14688 | ✅ Lager
IOT-IACE-V▽ | iAccess | Remote maintenance, HMI remote controlling (Viewer)*, No time limit, 1 iAccess license to 1 HMI, Server: Google/Alibaba | FATEK | 137 | 16440 | 3288 | 19728 | ✅ Lager

## HMI PANELI
FATEK HMI PANELI WWW.FOX.RS INFO@FOX.RS Maksima Gorkog 56/L4, 11000 Beograd Tel: 011/2415-393
NAZAD NA POČETNI EKRAN
NAZIV ARTIKLA | KATEGORIJA | OZNAKA ARTIKLA | DIAG | REZOLUCIJA | ODNOS | RTC USB | LAN | SD | AUDIO | BREND | Cena u EU | Cena u RSD | Iznos PDV (RSD) | Cena sa PDV-om (RSD) | Stanje u magacinu
HMI serija P2A | HMI PANEL | P2043SA | 4.3 | 480x272 | 16:09 | DA | NE | NE | NE | FATEK | 140 | 16800 | 3360 | 20160 | ✅ Lager
HMI serija P2A | HMI PANEL | P2043NA | 4.3'' | 480x272 | 16:09 | DA | DA | NE | NE | FATEK | 188 | 22560 | 4512 | 27072 | ✅ Lager
HMI serija P2A | HMI PANEL | P2070SA | 7'' | 800x480 | 16:09 | DA | NE | NE | NE | FATEK | 150 | 18000 | 3600 | 21600 | ✅ Lager
HMI serija P2A | HMI PANEL | P2070NA | 7'' | 800x481 | 16:09 | DA | DA | NE | NE | FATEK | 207 | 24840 | 4968 | 29808 | ✅ Lager
HMI serija P2A | HMI PANEL | P2101SA | 10.1'' | 1024x600 | 16:09 | DA | NE | NE | NE | FATEK | 224 | 26880 | 5376 | 32256 | ✅ Lager
HMI serija P2A | HMI PANEL | P2101SA | 10.1'' | 1024x600 | 16:09 | DA | DA | NE | NE | FATEK | 350 | 42000 | 8400 | 50400 | ✅ Lager
HMI serija P5A | HMI PANEL | P5043SA | 4.3'' | 480x272 | 16:09 | DA | NE | NE | NE | FATEK | 175 | 21000 | 4200 | 25200 | ✅ Lager
HMI serija P5A | HMI PANEL | P5043NA | 4.3'' | 480x272 | 16:09 | DA | DA | NE | NE | FATEK | 257 | 30840 | 6168 | 37008 | ✅ Lager
HMI serija P5A | HMI PANEL | P5070SA | 7'' | 480x272 | 16:09 | DA | NE | NE | NE | FATEK | 219 | 26280 | 5256 | 31536 | ✅ Lager
HMI serija P5A | HMI PANEL | P5070NA | 7'' | 800x480 | 16:09 | DA | DA | NE | NE | FATEK | 265 | 31800 | 6360 | 38160 | ✅ Lager
HMI serija P5A | HMI PANEL | P5070ZA | 7'' | 800x480 | 16:09 | DA | DA | DA | DA | FATEK | 331 | 39720 | 7944 | 47664 | ✅ Lager
HMI serija P5A | HMI PANEL | P5101SA | 10.1'' | 1024x600 | 16:09 | DA | NE | NE | NE | FATEK | 382 | 45840 | 9168 | 55008 | ✅ Lager
HMI serija P5A | HMI PANEL | P5101NA | 10.1'' | 1024x600 | 16:09 | DA | DA | NE | NE | FATEK | 465 | 55800 | 11160 | 66960 | ✅ Lager
HMI serija P5A | HMI PANEL | P5101ZA | 10.1'' | 1024x600 | 16:09 | DA | DA | DA | DA | FATEK | 545 | 65400 | 13080 | 78480 | ✅ Lager
HMI serija P5A | HMI PANEL | P5120ZB | 12'' | 1024x768 | 16:09 | DA | DA | DA | NE | FATEK | 715 | 85800 | 17160 | 102960 | ✅ Lager
HMI serija P5A | HMI PANEL | P5150ZB | 15'' | 1024x768 | 4:03 | DA | DA | DA | NE | FATEK | 975 | 117000 | 23400 | 140400 | ✅ Lager

## KONTROLA PRITISKA
FOX KONTROLA PRITISKA WWW.FOX.RS INFO@FOX.RS Maksima Gorkog 56/L4, 11000 Beograd Tel: 011/2415-393
NAZAD NA POČETNI EKRAN
NAZIV ARTIKLA | KATEGORIJA | OZNAKA ARTIKLA | BREND | Cena u EU | Cena u RSD | Iznos PDV (RSD) | Cena sa PDV-om (RSD) | Stanje u magacinu
Pritisni prekidač 1-12bar | PRESOSTAT | K4SCF1UP1 | FOX IT | 15.6 | 1872 | 374.4 | 2246.4 | ✅ Lager
Pritisni prekidač 50-400bar | PRESOSTAT | F4YX1/M3 | FOX IT | 27 | 3240 | 648 | 3888 | ✅ Lager
Pritisni prekidač 50-400bar | PRESOSTAT | F39/M3 | FOX IT | 35.5 | 4260 | 852 | 5112 | ✅ Lager
Pritisni prekidač 40-400bar | PRESOSTAT | K99U/M4 | FOX IT | 73 | 8760 | 1752 | 10512 | ✅ Lager
Transmiter pritiska 5bar | TRANSMITER | TR40X2/M12 | FOX IT | 87 | 10440 | 2088 | 12528 | ✅ Lager
Transmiter pritiska 10bar | TRANSMITER | TR41X2/M12 | FOX IT | 87 | 10440 | 2088 | 12528 | ✅ Lager
Transmiter pritiska 20bar | TRANSMITER | TR42X2/M12 | FOX IT | 87 | 10440 | 2088 | 12528 | ✅ Lager
Transmiter pritiska 50bar | TRANSMITER | TR43X2/M12 | FOX IT | 87 | 10440 | 2088 | 12528 | ✅ Lager
Transmiter pritiska 100bar | TRANSMITER | TR44X2/M12 | FOX IT | 87 | 10440 | 2088 | 12528 | ✅ Lager
Transmiter pritiska 200bar | TRANSMITER | TR45X2/M12 | FOX IT | 87 | 10440 | 2088 | 12528 | ✅ Lager
Transmiter pritiska 400bar | TRANSMITER | TR49X2/M12 | FOX IT | 87 | 10440 | 2088 | 12528 | ✅ Lager
Transmiter temperature 0-100 | TRANSMITER | TT42/M12 | FOX IT | 61 | 7320 | 1464 | 8784 | ✅ Lager
Indikator protoka 4-15l/min | INDIKATOR | ZV52 | FOX IT | 168 | 20160 | 4032 | 24192 | ✅ Lager
Nivostat horizontalni | NIVOSTAT | LVO | FOX IT | 16 | 1920 | 384 | 2304 | ✅ Lager
Nivostat vertikalni | NIVOSTAT | LVI | FOX IT | 30 | 3600 | 720 | 4320 | ✅ Lager
Elektromagnetni nivostat | NIVOSTAT | LG1R2 | FOX IT | 60 | 7200 | 1440 | 8640 | ✅ Lager
Davač nivoa | NIVOSTAT | LG4/250/2A | FOX IT | 197 | 23640 | 4728 | 28368 | ✅ Lager

## FBs i B1z PLC KONTROLERI
FATEK FBs i B1z SERIJA PLC WWW.FOX.RS INFO@FOX.RS Maksima Gorkog 56/L4, 11000 Beograd Tel: 011/2415-393
NAZAD NA POČETNI EKRAN
◇: R — relay output (not all models have R-Type); T — transistor SINK (NPN) output; J — transistor SOURCE (PNP) output; ○ AC 220, DC 24V, DC12
NAZIV ARTIKLA | KATEGORIJA | SPECIFIKACIJA |  | Cena u EU | Cena u RSD | Iznos PDV (RSD) | Cena sa PDV-om (RSD) | Stanje u magacinu
FBs-10MA◊2-○ | FBs PLC - osnovna familija | 6DI/4DO | FATEK | 117 | 14040 | 2808 | 16848 | ✅ Lager
FBs-14MA◊2-○ | FBs PLC - osnovna familija | 8DI/6DO | FATEK | 128 | 15360 | 3072 | 18432 | ✅ Lager
FBs-20MA◊2-○ | FBs PLC - osnovna familija | 12DI/8DO | FATEK | 158 | 18960 | 3792 | 22752 | ✅ Lager
FBs-24MA◊2-○ | FBs PLC - osnovna familija | 14DI/10DO | FATEK | 167 | 20040 | 4008 | 24048 | ✅ Lager
FBs-32MA◊2-○ | FBs PLC - osnovna familija | 20DI/12DO | FATEK | 196 | 23520 | 4704 | 28224 | ✅ Lager
FBs-40MA◊2-○ | FBs PLC - osnovna familija | 24DI/16DO | FATEK | 218 | 26160 | 5232 | 31392 | ✅ Lager
FBs-60MA◊2-○ | FBs PLC - osnovna familija | 36DI/24DO | FATEK | 279 | 33480 | 6696 | 40176 | ✅ Lager
FBs-10MC◊2-○ | FBs PLC - napredna familija | 6DI/4DO | FATEK | 141 | 16920 | 3384 | 20304 | ✅ Lager
FBs-14MC◊2-○ | FBs PLC - napredna familija | 8DI/6DO | FATEK | 152 | 18240 | 3648 | 21888 | ✅ Lager
FBs-20MC◊2-○ | FBs PLC - napredna familija | 12DI/8DO | FATEK | 220 | 26400 | 5280 | 31680 | ✅ Lager
FBs-24MC◊2-○ | FBs PLC - napredna familija | 14DI/10DO | FATEK | 240 | 28800 | 5760 | 34560 | ✅ Lager
FBs-32MC◊2-○ | FBs PLC - napredna familija | 20DI/12DO | FATEK | 282 | 33840 | 6768 | 40608 | ✅ Lager
FBs-40MC◊2-○ | FBs PLC - napredna familija | 24DI/16DO | FATEK | 304 | 36480 | 7296 | 43776 | ✅ Lager
FBs-60MC◊2-○ | FBs PLC - napredna familija | 36DI/24DO | FATEK | 387 | 46440 | 9288 | 55728 | ✅ Lager
FBs-20MN◊2-○ | FBs PLC - za NC pozicioniranje | 12DI/8DO | FATEK | 295 | 35400 | 7080 | 42480 | ✅ Lager
FBs-32MN◊2-○ | FBs PLC - za NC pozicioniranje | 20DI/12DO | FATEK | 367 | 44040 | 8808 | 52848 | ✅ Lager
FBs-44MN◊2-○ | FBs PLC - za NC pozicioniranje | 28DI/16DO | FATEK | 449 | 53880 | 10776 | 64656 | ✅ Lager
FBs-EPW-AC | FBs Ekspanziono napajanje | 100-240VAC | FATEK | 66 | 7920 | 1584 | 9504 | ✅ Lager
FBs-EPW-D24 | FBs Ekspanziono napajanje | 24VDC | FATEK | 66 | 7920 | 1584 | 9504 | ✅ Lager
FBs-24XY◊2-○ | FBs Digitalna ekspanziona jedinica | 14DI/10DO | FATEK | 176 | 21120 | 4224 | 25344 | ✅ Lager
FBs-40XY◊2-○ | FBs Digitalna ekspanziona jedinica | 24DI/16DO | FATEK | 227 | 27240 | 5448 | 32688 | ✅ Lager
FBs-60XY◊2-○ | FBs Digitalna ekspanziona jedinica | 36DI/24DO | FATEK | 304 | 36480 | 7296 | 43776 | ✅ Lager
FBs-4Y | FBs Digitalni ekspanzioni modul | 4DO | FATEK | 37 | 4440 | 888 | 5328 | ✅ Lager
FBs-8X | FBs Digitalni ekspanzioni modul | 8DI | FATEK | 51 | 6120 | 1224 | 7344 | ✅ Lager
FBs-8Y◊ | FBs Digitalni ekspanzioni modul | 8DO | FATEK | 66 | 7920 | 1584 | 9504 | ✅ Lager
FBs-8XY◊ | FBs Digitalni ekspanzioni modul | 4DI/4DO | FATEK | 59 | 7080 | 1416 | 8496 | ✅ Lager
FBs-16Y◊ | FBs Digitalni ekspanzioni modul | 16DO | FATEK | 114 | 13680 | 2736 | 16416 | ✅ Lager
FBs-16XY◊ | FBs Digitalni ekspanzioni modul | 8DI/8DO | FATEK | 95 | 11400 | 2280 | 13680 | ✅ Lager
FBs-20X | FBs Digitalni ekspanzioni modul | 20DI | FATEK | 88 | 10560 | 2112 | 12672 | ✅ Lager
FBs-24XY◊ | FBs Digitalni ekspanzioni modul | 14DI/10DO | FATEK | 125 | 15000 | 3000 | 18000 | ✅ Lager
FBs-40XY◊ | FBs Digitalni ekspanzioni modul | 24DI/16DO | FATEK | 180 | 21600 | 4320 | 25920 | ✅ Lager
FBs-60XY◊ | FBs Digitalni ekspanzioni modul | 36DI/24DO | FATEK | 255 | 30600 | 6120 | 36720 | ✅ Lager
FBs-24X | FBs Kompaktni dig. ekspanzioni modul | 24DI | FATEK | 84 | 10080 | 2016 | 12096 | ✅ Lager
FBs-24YT/J | FBs Kompaktni dig. ekspanzioni modul | 24DO | FATEK | 90 | 10800 | 2160 | 12960 | ✅ Lager
FBs-32DGI | FBs Numerički I/O ekspanzioni modul | 32 kodna prekidača | FATEK | 99 | 11880 | 2376 | 14256 | ✅ Lager
FBs-7SG1 | FBs Numerički I/O ekspanzioni modul | 8 7 seg. cifara | FATEK | 108 | 12960 | 2592 | 15552 | ✅ Lager
FBs-7SG2 | FBs Numerički I/O ekspanzioni modul | 16 7seg. cifara | FATEK | 152 | 18240 | 3648 | 21888 | ✅ Lager
FBs-2DA | FBs Analogni ekspanzioni modul | 2DA | FATEK | 125 | 15000 | 3000 | 18000 | ✅ Lager
FBs-4DA | FBs Analogni ekspanzioni modul | 4DA | FATEK | 196 | 23520 | 4704 | 28224 | ✅ Lager
FBs-4A2D | FBs Analogni ekspanzioni modul | 4AD/2DA | FATEK | 189 | 22680 | 4536 | 27216 | ✅ Lager
FBs-6AD | FBs Analogni ekspanzioni modul | 6AD | FATEK | 134 | 16080 | 3216 | 19296 | ✅ Lager
FBs-B2DA | FBs Analogna ekspanziona kartica | 2DA | FATEK | 39 | 4680 | 936 | 5616 | ✅ Lager
FBs-B2A1D | FBs Analogna ekspanziona kartica | 2AD/1DA | FATEK | 49 | 5880 | 1176 | 7056 | ✅ Lager
FBs-B4AD | FBs Analogna ekspanziona kartica | 4AD | FATEK | 40 | 4800 | 960 | 5760 | ✅ Lager
FBs-2TC | FBs Modul za merenje temperature | 2 termopara | FATEK | 128 | 15360 | 3072 | 18432 | ✅ Lager
FBs-6TC | FBs Modul za merenje temperature | 6 termoparova | FATEK | 183 | 21960 | 4392 | 26352 | ✅ Lager
FBs-16TC | FBs Modul za merenje temperature | 16 termoparova | FATEK | 449 | 53880 | 10776 | 64656 | ✅ Lager
FBs-6RTD | FBs Modul za merenje temperature | 6 Pt100 | FATEK | 158 | 18960 | 3792 | 22752 | ✅ Lager
FBs-16RTD | FBs Modul za merenje temperature | 16 Pt100 | FATEK | 354 | 42480 | 8496 | 50976 | ✅ Lager
FBs-6NTC | FBs Modul za merenje temperature | 6 NTC | FATEK | 154 | 18480 | 3696 | 22176 | ✅ Lager
FBs-2A4TC | FBs Analogni kombinovani modul | 2AD/4TC | FATEK | 266 | 31920 | 6384 | 38304 | ✅ Lager
FBs-2A4RTD | FBs Analogni kombinovani modul | 2AD/4RTD | FATEK | 229 | 27480 | 5496 | 32976 | ✅ Lager
FBs-VOM | FBs Specijalni modul | govorni modul | FATEK | 90 | 10800 | 2160 | 12960 | ✅ Lager
FBs-1LC | FBs Specijalni modul | merenje mase, 1X16bit | FATEK | 156 | 18720 | 3744 | 22464 | ✅ Lager
FBs-2LC | FBs Specijalni modul | merenje mase, 2x16bit | FATEK | 156 | 18720 | 3744 | 22464 | ✅ Lager
FBs-2LCH | FBs Specijalni modul | merenje mase, 2x16bit, 120Hz | FATEK | 286 | 34320 | 6864 | 41184 | ✅ Lager
FBs-2LCHR | FBs Specijalni modul | merenje mase, 2x18bit, 5Hz | FATEK | 286 | 34320 | 6864 | 41184 | ✅ Lager
FBs-3SSI | FBs Specijalni modul | 3 SSI | FATEK | 147 | 17640 | 3528 | 21168 | ✅ Lager
FBs-4PT | FBs Specijalni modul | 4 potencimetarska AD | FATEK | 165 | 19800 | 3960 | 23760 | ✅ Lager
FBs-RZR | Specijalni modul - sa leve strane (MC i MN) | resolver | FATEK | 189 | 22680 | 4536 | 27216 | ✅ Lager
FBs-3SSI | Specijalni modul - sa leve strane (MC i MN) | 3 SSI | FATEK | 147 | 17640 | 3528 | 21168 | ✅ Lager
FBs-1HLC | Specijalni modul - sa leve strane (MC i MN) | merenje mase, 1x24bit | FATEK | 229 | 27480 | 5496 | 32976 | ✅ Lager
FBs-1HLC5 | Specijalni modul - sa leve strane (MC i MN) | merenje mase, 1x24bit, RS485 | FATEK | 246 | 29520 | 5904 | 35424 | ✅ Lager
FBs-CM22 | Komunikacioni modul - sa leve strane (MC i MN) | RS232+RS232 | FATEK | 59 | 7080 | 1416 | 8496 | ✅ Lager
FBs-CM55 | Komunikacioni modul - sa leve strane (MC i MN) | RS485+RS485 | FATEK | 59 | 7080 | 1416 | 8496 | ✅ Lager
FBs-CM55I | Komunikacioni modul - sa leve strane (MC i MN) | RS485+RS485 izolovano | FATEK | 66 | 7920 | 1584 | 9504 | ✅ Lager
FBs-CM25 | Komunikacioni modul - sa leve strane (MC i MN) | RS232+RS485 | FATEK | 59 | 7080 | 1416 | 8496 | ✅ Lager
FBs-CM25E | Komunikacioni modul - sa leve strane (MC i MN) | RS232+RS485+Ethernet | FATEK | 165 | 19800 | 3960 | 23760 | ✅ Lager
FBs-CM55E | Komunikacioni modul - sa leve strane (MC i MN) | RS485+RS485+Ethernet | FATEK | 165 | 19800 | 3960 | 23760 | ✅ Lager
FBs-CMECAT | Komunikacioni modul - sa leve strane (MC i MN) | EtherCAT | FATEK | 255 | 30600 | 6120 | 36720 | ✅ Lager
FBs-CM25C | Komunikacioni modul - sa leve strane (MC i MN) | RS232/RS485 konverter | FATEK | 70 | 8400 | 1680 | 10080 | ✅ Lager
FBs-CM5R | Komunikacioni modul - sa leve strane (MC i MN) | RS485 repeater | FATEK | 92 | 11040 | 2208 | 13248 | ✅ Lager
FBs-CM5H | Komunikacioni modul - sa leve strane (MC i MN) | RS485 hub | FATEK | 185 | 22200 | 4440 | 26640 | ✅ Lager
FBs-CMEH | Komunikacioni modul - sa leve strane (MC i MN) | 100 Base T Ethernet | FATEK | 191 | 22920 | 4584 | 27504 | ✅ Lager
FBs-CM5EH | Komunikacioni modul - sa leve strane (MC i MN) | 100 Base T Ethernet+RS485 | FATEK | 216 | 25920 | 5184 | 31104 | ✅ Lager
FBs-CMWLC | Komunikacioni modul - sa leve strane (MC i MN) | Wireless 4G LTE | FATEK | 271 | 32520 | 6504 | 39024 | ✅ Lager
FBs-CMZBR | Komunikacioni modul - sa leve strane (MC i MN) FBs | ZigBee repeater | FATEK | 229 | 27480 | 5496 | 32976 | ✅ Lager
FBs-CB2 | Komunikaciona kartica FBs | RS232 | FATEK | 18 | 2160 | 432 | 2592 | ✅ Lager
FBs-CB5 | Komunikaciona kartica FBs | RS485 | FATEK | 18 | 2160 | 432 | 2592 | ✅ Lager
FBs-CB22 | Komunikaciona kartica FBs | RS232+RS232 | FATEK | 28 | 3360 | 672 | 4032 | ✅ Lager
FBs-CB25 | Komunikaciona kartica FBs | RS232+RS485 | FATEK | 28 | 3360 | 672 | 4032 | ✅ Lager
FBs-CB55 | Komunikaciona kartica FBs | RS485+RS485 | FATEK | 28 | 3360 | 672 | 4032 | ✅ Lager
FBs-CBS5 | Komunikaciona kartica FBs | RS485 za SD3 servo | FATEK | 30 | 3600 | 720 | 4320 | ✅ Lager
FBs-CBES | Komunikaciona kartica FBs | Ethernet | FATEK | 72 | 8640 | 1728 | 10368 | ✅ Lager
FBs-CBEH | Komunikaciona kartica FBs | Ethernet | FATEK | 124 | 14880 | 2976 | 17856 | ✅ Lager
FBs-CBEH2A | Komunikaciona kartica FBs | Ethernet + 2AD | FATEK | 151 | 18120 | 3624 | 21744 | ✅ Lager
FBs-CBCAN | Komunikaciona kartica FBs | CANopen | FATEK | 98 | 11760 | 2352 | 14112 | ✅ Lager
FBs-CBCANH | Komunikaciona kartica FBs | CANopen | FATEK | 166 | 19920 | 3984 | 23904 | ✅ Lager
FBs-BSSI | Komunikaciona kartica FBs | SSI | FATEK | 75 | 9000 | 1800 | 10800 | ✅ Lager
FBs-BPEP | Displej - panel FBs | kartica za PLC | FATEK | 53 | 6360 | 1272 | 7632 | ✅ Lager
FBs-PEP | Displej - panel FBs | grafički LCD | FATEK | 81 | 9720 | 1944 | 11664 | ✅ Lager
FBs-B2C | Komunikacioni kabal i konvertor FBs | PLC P0 - Blue Tooth | FATEK | 68 | 8160 | 1632 | 9792 | ✅ Lager
FBs-U2C-MD-180 | Komunikacioni kabal i konvertor FBs | PLC P0 - PC USB | FATEK | 23 | 2760 | 552 | 3312 | ✅ Lager
FBs-232P0-9F-150 | Komunikacioni kabal i konvertor FBs | PLC P0 - PC RS232 | FATEK | 12 | 1440 | 288 | 1728 | ✅ Lager
FBs-232P0-9FR-200 | Komunikacioni kabal i konvertor FBs | PLC P0 - HMI, 200cm | FATEK | 12 | 1440 | 288 | 1728 | ✅ Lager
HD30-22AWG-200 | Komunikacioni kabal i konvertor FBs | za modul 24X i 24Y | FATEK | 24 | 2880 | 576 | 3456 | ✅ Lager
DBAN.8+4R | 16/7 segmenti LED displej |  | FATEK | 26 | 3120 | 624 | 3744 | ✅ Lager
DBAN2.3+4R | 16/7 segmenti LED displej |  | FATEK | 62 | 7440 | 1488 | 8928 | ✅ Lager
DB.56+8R | 16/7 segmenti LED displej |  | FATEK | 26 | 3120 | 624 | 3744 | ✅ Lager
DB.8+8R | 16/7 segmenti LED displej |  | FATEK | 35 | 4200 | 840 | 5040 | ✅ Lager
DB2.3+8R | 16/7 segmenti LED displej |  | FATEK | 88 | 10560 | 2112 | 12672 | ✅ Lager
DB4.0+4R | 16/7 segmenti LED displej |  | FATEK | 154 | 18480 | 3696 | 22176 | ✅ Lager
FBs-PACK | fleš memorija |  | FATEK | 9 | 1080 | 216 | 1296 | ✅ Lager
FBs-TBOX | Maketa za obuku |  | FATEK | 1096 | 131520 | 26304 | 157824 | ✅ Lager
OPC SERVER |  |  | FATEK | 145 | 17400 | 3480 | 20880 | ✅ Lager
B1z-10M◊2-D24 | FATEK B1z | 10 - 6DI/4DO | FATEK | 77 | 9240 | 1848 | 11088 | ✅ Lager
B1z-14M◊2-D24 | FATEK B1z | 14 - 8DI/6DO | FATEK | 92 | 11040 | 2208 | 13248 | ✅ Lager
B1z-20M◊2-D24 | FATEK B1z | 20 - 12DI/8DO | FATEK | 114 | 13680 | 2736 | 16416 | ✅ Lager
B1z-24M◊2-D24 | FATEK B1z | 24 - 14DI/10DO | FATEK | 130 | 15600 | 3120 | 18720 | ✅ Lager
B1z-32M◊2-D24 | FATEK B1z | 32 - 20DI/12DO | FATEK | 158 | 18960 | 3792 | 22752 | ✅ Lager
B1z-40M◊2-D24 | FATEK B1z | 40 - 24DI/16DO | FATEK | 191 | 22920 | 4584 | 27504 | ✅ Lager
B1z-60M◊2-D24 | FATEK B1z | 60 - 36DI/24DO | FATEK | 238 | 28560 | 5712 | 34272 | ✅ Lager

## MERNA TEHNIKA ROTACIONI ENKODER
FOX MERNA TEHNIKA ROTACIONI ENKODERI WWW.FOX.RS INFO@FOX.RS Maksima Gorkog 56/L4, 11000 Beograd Tel: 011/2415-393
NAZAD NA POČETNI EKRAN
NAZIV ARTIKLA | KATEGORIJA | TIP | KARAKTERISTIKE |  |  | Cena u EU | Cena u RSD | Iznos PDV (RSD) | Cena sa PDV-om (RSD) | Stanje u magacinu
A2-G-256 | ROTACIONI ENKODER | APSOLUTNI | 256 podeoka - 8 bitni |  | HONTCO | 200 | 24000 | 4800 | 28800 | ✅ Lager
HLS-S-10-01A-P | ROTACIONI ENKODER SA SAJLOM | INCREMENTALNI | 1m, rezolucija 0,1mm, push-pull, 5-26VDC | 1m, rezolucija 0,1mm, push-pull, 5-26VDC | HONTCO | 304 | 36480 | 7296 | 43776 | ✅ Lager
HTR-MWK-1A-P | ROTACIONI ENKODER SA TOČKOM | INCREMENTALNI | metalni točak, 1mm, ABZ, push-pull, 5-26VDC | metalni točak, 1mm, ABZ, push-pull, 5-26VDC | HONTCO | 120 | 14400 | 2880 | 17280 | ✅ Lager
HTR-MWB-1A-P | ROTACIONI ENKODER SA TOČKOM | INCREMENTALNI | gumeni točak, 1mm, ABZ, push-pull, 5-26VDC | gumeni točak, 1mm, ABZ, push-pull, 5-26VDC | HONTCO | 113 | 13560 | 2712 | 16272 | ✅ Lager
HTR-6C-1000-2-PP | ENKODER ZA TEŠKE USLOVE RADA | INCREMENTALNI | 1000 impulsa, AB, push-pull, 8-26VDC | 1000 impulsa, AB, push-pull, 8-26VDC | HONTCO | 135 | 16200 | 3240 | 19440 | ✅ Lager
HTR-3A-100A-P | STANDARDNI INKREMENTALNI ENKODER | INCREMENTALNI | 100 impulsa, ABZ, push-pull, 5-26VDC | 100 impulsa, ABZ, push-pull, 5-26VDC | HONTCO | 80 | 9600 | 1920 | 11520 | ✅ Lager
HTR-3A-200A-P | STANDARDNI INKREMENTALNI ENKODER | INCREMENTALNI | 200 impulsa, ABZ, push-pull, 5-26VDC | 200 impulsa, ABZ, push-pull, 5-26VDC | HONTCO | 80 | 9600 | 1920 | 11520 | ✅ Lager
HTR-3A-360A-P | STANDARDNI INKREMENTALNI ENKODER | INCREMENTALNI | 360 impulsa, ABZ, push-pull, 5-26VDC | 360 impulsa, ABZ, push-pull, 5-26VDC | HONTCO | 80 | 9600 | 1920 | 11520 | ✅ Lager
HTR-3A-400A-P | STANDARDNI INKREMENTALNI ENKODER | INCREMENTALNI | 400 impulsa, ABZ, push-pull, 5-26VDC | 400 impulsa, ABZ, push-pull, 5-26VDC | HONTCO | 80 | 9600 | 1920 | 11520 | ✅ Lager
HTR-3A-500A-P | STANDARDNI INKREMENTALNI ENKODER | INCREMENTALNI | 500 impulsa, ABZ, push-pull, 5-26VDC | 500 impulsa, ABZ, push-pull, 5-26VDC | HONTCO | 80 | 9600 | 1920 | 11520 | ✅ Lager
HTR-3A-1000A-P | STANDARDNI INKREMENTALNI ENKODER | INCREMENTALNI | 1000 impulsa, ABZ, push-pull, 5-26VDC | 1000 impulsa, ABZ, push-pull, 5-26VDC | HONTCO | 98 | 11760 | 2352 | 14112 | ✅ Lager
HTR-3A-2000A-P | STANDARDNI INKREMENTALNI ENKODER | INCREMENTALNI | 2000 impulsa, ABZ, push-pull, 5-26VDC | 2000 impulsa, ABZ, push-pull, 5-26VDC | HONTCO | 138 | 16560 | 3312 | 19872 | ✅ Lager
HTR-3A-100A-H | STANDARDNI INKREMENTALNI ENKODER | INCREMENTALNI | 100 impulsa, ABZ, line driver, 5-26VDC | 100 impulsa, ABZ, line driver, 5-26VDC | HONTCO | 95 | 11400 | 2280 | 13680 | ✅ Lager
HTR-3A-200A-H | STANDARDNI INKREMENTALNI ENKODER | INCREMENTALNI | 200 impulsa, ABZ, line driver, 5-26VDC | 200 impulsa, ABZ, line driver, 5-26VDC | HONTCO | 95 | 11400 | 2280 | 13680 | ✅ Lager
HTR-3A-360A-H | STANDARDNI INKREMENTALNI ENKODER | INCREMENTALNI | 360 impulsa, ABZ, line driver, 5-26VDC | 360 impulsa, ABZ, line driver, 5-26VDC | HONTCO | 95 | 11400 | 2280 | 13680 | ✅ Lager
HTR-3A-400A-H | STANDARDNI INKREMENTALNI ENKODER | INCREMENTALNI | 400 impulsa, ABZ, line driver, 5-26VDC | 400 impulsa, ABZ, line driver, 5-26VDC | HONTCO | 95 | 11400 | 2280 | 13680 | ✅ Lager
HTR-3A-500A-H | STANDARDNI INKREMENTALNI ENKODER | INCREMENTALNI | 500 impulsa, ABZ, line driver, 5-26VDC | 500 impulsa, ABZ, line driver, 5-26VDC | HONTCO | 95 | 11400 | 2280 | 13680 | ✅ Lager
HTR-3A-1000A-H | STANDARDNI INKREMENTALNI ENKODER | INCREMENTALNI | 1000 impulsa, ABZ, line driver, 5-26VDC | 1000 impulsa, ABZ, line driver, 5-26VDC | HONTCO | 115 | 13800 | 2760 | 16560 | ✅ Lager
HTR-3A-2000A-H | STANDARDNI INKREMENTALNI ENKODER | INCREMENTALNI | 2000 impulsa, ABZ, line driver, 5-26VDC | 2000 impulsa, ABZ, line driver, 5-26VDC | HONTCO | 155 | 18600 | 3720 | 22320 | ✅ Lager
HTR-HN-8-500A-P | INKREMENTALNI ENKODER SA ŠUPLJOM OSOVINOM | INCREMENTALNI | 500 impulsa, ABZ, push-pull, 5-26VDC | 500 impulsa, ABZ, push-pull, 5-26VDC | HONTCO | 96 | 11520 | 2304 | 13824 | ✅ Lager
HTR-HN-8-1000A-P | INKREMENTALNI ENKODER SA ŠUPLJOM OSOVINOM | INCREMENTALNI | 1000 impulsa, ABZ, push-pull, 5-26VDC | 1000 impulsa, ABZ, push-pull, 5-26VDC | HONTCO | 96 | 11520 | 2304 | 13824 | ✅ Lager
HJ-6x6 | SPOJNICA ENKODERA | OPREMA ZA ENKODERE | plastična, 6mm/6mm | plastična, 6mm/6mm | HONTCO | 8 | 960 | 192 | 1152 | ✅ Lager
SCT-16-6-6 | SPOJNICA ENKODERA | OPREMA ZA ENKODERE | aluminijumska, 6mm/6mm | aluminijumska, 6mm/6mm | HONTCO | 15 | 1800 | 360 | 2160 | ✅ Lager
SCT-20-10-10 | SPOJNICA ENKODERA | OPREMA ZA ENKODERE | aluminijumska 10mm/10mm | aluminijumska 10mm/10mm | HONTCO | 22 | 2640 | 528 | 3168 | ✅ Lager
SCT-25-10-10 | SPOJNICA ENKODERA | OPREMA ZA ENKODERE | aluminijumska 10mm/10mm | aluminijumska 10mm/10mm | HONTCO | 26 | 3120 | 624 | 3744 | ✅ Lager

## HMI PROSIRENJA I MODULI
FATEK HMI EKSPANZIONI KOMUNIKACIONI MODULI WWW.FOX.RS INFO@FOX.RS Maksima Gorkog 56/L4, 11000 Beograd Tel: 011/2415-393
NAZAD NA POČETNI EKRAN
NAZIV ARTIKLA | KATEGORIJA | OZNAKA ARTIKLA | SPECIFIKACIJA | BREND | Cena u EU | Cena u RSD | Iznos PDV (RSD) | Cena sa PDV-om (RSD) | Stanje u magacinu
Komunikacioni modul | Ekspanzioni komunikacioni moduli | HEM-MPI | Komunikacioni modul za Siemens S7 300 seriju | FATEK | 16 | 1920 | 384 | 2304 | ✅ Lager
RFID komunikacioni modul | Ekspanzioni komunikacioni moduli | HEM-WLC-RFID | RFID komunikacioni modul za Fatek PLC/HMI | FATEK | 78 | 9360 | 1872 | 11232 | ✅ Lager
4G komununikacioni modul | Ekspanzioni komunikacioni moduli | HEM-WLC-4G | 4G komununikacioni modul za Fatek HMI | FATEK | 240 | 28800 | 5760 | 34560 | ✅ Lager
WiFi komununikacioni modul | Ekspanzioni komunikacioni moduli | HEM-WLC-WiFi | WiFi komununikacioni modul za Fatek HMI | FATEK | 48 | 5760 | 1152 | 6912 | ✅ Lager
OPC UA server | Ekspanzioni komunikacioni moduli | IGU-OPCUA-NNNN-L00F-S | OPC UA server, podržava jedino FATEK drajver | FATEK | 190 | 22800 | 4560 | 27360 | ✅ Lager

## RADIO KOMANDE
RADIO KOMANDE WWW.FOX.RS INFO@FOX.RS Maksima Gorkog 56/L4, 11000 Beograd Tel: 011/2415-393
NAZAD NA POČETNI EKRAN
NAZIV ARTIKLA | KATEGORIJA | OZNAKA ARTIKLA | BREND | Cena u EU | Cena u RSD | Iznos PDV (RSD) | Cena sa PDV-om (RSD) | Stanje u magacinu
MITO MINI 4 CHANNELS | RADIO KOMANDE | MIMI02UNXXE01 | ELCA | 592 | 71040 | 14208 | 85248 | ✅ Lager
MITO MINI 8 CHANNELS | RADIO KOMANDE | MIMI04UNXXE02 | ELCA | 628 | 75360 | 15072 | 90432 | ✅ Lager
MITO MINI+ 8 | RADIO KOMANDE | MILS04UNXXE02 | ELCA | 628 | 75360 | 15072 | 90432 | ✅ Lager
MITO MINI+ 8 WITH START STOP | RADIO KOMANDE | MILS13UNXXE02 | ELCA | 628 | 75360 | 15072 | 90432 | ✅ Lager
E1 MINI + 8 CHANNELS | RADIO KOMANDE | E1LS81UNXXE01 | ELCA | 937 | 112440 | 22488 | 134928 | ✅ Lager
MAGO-EVO | RADIO KOMANDE | MAEVSTUNXXE01 | ELCA | 963 | 115560 | 23112 | 138672 | ✅ Lager
E1 MIA FULL STANDARD | RADIO KOMANDE | E1MIFUUNXXE01 | ELCA | 1190 | 142800 | 28560 | 171360 | ✅ Lager
E1 MIA FULL with add. Battery | RADIO KOMANDE | E1MIFUUNXXE02 | ELCA | 1250 | 150000 | 30000 | 180000 | ✅ Lager
E1 MIA FULL with add. Battery 9-30VDC | RADIO KOMANDE | E1MIFUUNXXE02 | ELCA | 1250 | 150000 | 30000 | 180000 | ✅ Lager
E1 MIA FULL with add. Battery and cover | RADIO KOMANDE | E1MIFUUNXXE03 | ELCA | 1272 | 152640 | 30528 | 183168 | ✅ Lager
E1 SFERA C4 | RADIO KOMANDE | E1SFAIC4XXE02 | ELCA | 1828 | 219360 | 43872 | 263232 | ✅ Lager
E1 PUNTO | RADIO KOMANDE | E1PUGSCPXXE02 | ELCA | 1978 | 237360 | 47472 | 284832 | ✅ Lager
POWER ADAPTER MITO VAC | OPREMA ZA ELCA RADIO KOMANDE | 0101AA000045 | ELCA | 21 | 2520 | 504 | 3024 | ✅ Lager
CABLE FOR MITO VAC/VDC CHARGER | OPREMA ZA ELCA RADIO KOMANDE | 0101CG000035 | ELCA | 27 | 3240 | 648 | 3888 | ✅ Lager
BATTERY MAGO-EVO | OPREMA ZA ELCA RADIO KOMANDE | 0401BA000311 | ELCA | 58 | 6960 | 1392 | 8352 | ✅ Lager
POWER SUPPLY CABLE ELCA-CLIP USB | OPREMA ZA ELCA RADIO KOMANDE | 0101CG000036 | ELCA | 33 | 3960 | 792 | 4752 | ✅ Lager
POWER SUPPLY USB VAC | OPREMA ZA ELCA RADIO KOMANDE | 0101AA000045 | ELCA | 21 | 2520 | 504 | 3024 | ✅ Lager
BATTERY PINC 07 MH | OPREMA ZA ELCA RADIO KOMANDE | 0401BA000112 | ELCA | 80 | 9600 | 1920 | 11520 | ✅ Lager
BATTERY CHARGER CONTROL-07MH-A | OPREMA ZA ELCA RADIO KOMANDE | 0401CA000117 | ELCA | 185 | 22200 | 4440 | 26640 | ✅ Lager
BATTERY CHARGER CONTROL-GEH-D | OPREMA ZA ELCA RADIO KOMANDE | 0501CA000003 | ELCA | 185 | 22200 | 4440 | 26640 | ✅ Lager
BATTERY PINC GEH | OPREMA ZA ELCA RADIO KOMANDE | 0401BA000113 | ELCA | 80 | 9600 | 1920 | 11520 | ✅ Lager

## DIGITALNI TAJMERI I BROJAČI
DIGITALNI TAJMERI I BROJAČI WWW.FOX.RS INFO@FOX.RS Maksima Gorkog 56/L4, 11000 Beograd Tel: 011/2415-393
NAZAD NA POČETNI EKRAN
NAZIV ARTIKLA | KATEGORIJA | OPIS | BREND | Cena u EU | Cena u RSD | Iznos PDV (RSD) | Cena sa PDV-om (RSD) | Stanje u magacinu
H5KLR-11 | DIGITALNI TAJMERI DIGITALNI BROJAČ | 2X4 cifara, preskaler, 2 izlaza, 220VAC, 48x48mm | ANLY | 67 | 8040 | 1608 | 9648 | ✅ Lager
H5DA | DIGITALNI TAJMERI DIGITALNI BROJAČ | 2X6 cifara, preskaler, 2 izlaza, 220VAC, 48x48mm | ANLY | 76 | 9120 | 1824 | 10944 | ✅ Lager
H8DA | DIGITALNI TAJMERI DIGITALNI BROJAČ | 2X6 cifara, preskaler, 2 izlaza, 220VAC, 72x72mm | ANLY | 81 | 9720 | 1944 | 11664 | ✅ Lager
H7E-C | DIGITALNI TAJMERI DIGITALNI BROJAČ | 8 cifara, kumulativni brojač, bat. napajanje, 48x24mm | ANLY | 31 | 3720 | 744 | 4464 | ✅ Lager
H7E-TA | DIGITALNI TAJMERI DIGITALNI BROJAČ | 7 cifara, brojač radnih sati, bat. napajanje, 48x24mm | ANLY | 31 | 3720 | 744 | 4464 | ✅ Lager